## Moorings
Mooring OOIBARCODE | Ref Des | Serial Number | Deployment Number | Anchor Launch Date | Anchor Launch Time | Recover Date | Latitude | Longitude | Water Depth | Cruise Number | Notes
| CE01ISSP | CE01ISSP-00006 | 6 | 2016-08-23 | 23:10 |  | 44.6621 | -124.096 | 25 | Elakha

## Asset_Cal_Info
Ref Des | Mooring OOIBARCODE | Mooring Serial Number | Deployment Number | Sensor OOIBARCODE | Sensor Serial Number | Calibration Cofficient Name | Calibration Cofficient Value | Notes
CE01ISSP-SP001-00-SPPENG000 |  | CE01ISSP-00006 | 6 | N00123 | WLP-003 | No Calibration Coefficient |  | profiler S/N
CE01ISSP-SP001-09-CTDPFJ000 |  | CE01ISSP-00006 | 6 | N00578 | 49-0346 | CC_lat | 44.6621 | Latitude
CE01ISSP-SP001-09-CTDPFJ000 |  | CE01ISSP-00006 | 6 | N00578 | 49-0346 | CC_lon | -124.096 | Longitude
CE01ISSP-SP001-02-DOSTAJ000 |  | CE01ISSP-00006 | 6 | A00807 | 315 | CC_lat | 44.6621 | Latitude
CE01ISSP-SP001-02-DOSTAJ000 |  | CE01ISSP-00006 | 6 | A00807 | 315 | CC_lon | -124.096 | Longitude
CE01ISSP-SP001-02-DOSTAJ000 |  | CE01ISSP-00006 | 6 | A00807 | 315 | CC_csv | [3.311638E-03, 1.417601E-04, 2.394201E-06, 2.328911E+02, -3.917855E-01, -5.711092E+01, 4.544610E+00] | Requires TEMPWAT, PRESWAT and PRACSAL from CE01ISSP-SP001-09-CTDPFJ000
CE01ISSP-SP001-02-DOSTAJ000 |  | CE01ISSP-00006 | 6 | A00807 | 315 | CC_conc_coef | [0.0, 1.0] | new multipoint cal above; 1D array now OK.
CE01ISSP-SP001-08-FLORTJ000 |  | CE01ISSP-00006 | 6 | N00585 | BBFL2W-1206 | CC_dark_counts_volume_scatter | 48 | Measured signal output of scatterometer in clean water with black tape over the detector [counts]
CE01ISSP-SP001-08-FLORTJ000 |  | CE01ISSP-00006 | 6 | N00585 | BBFL2W-1206 | CC_scale_factor_volume_scatter | 2.917e-06 | Multiplier [m^-1 sr^-1 counts^-1]
CE01ISSP-SP001-08-FLORTJ000 |  | CE01ISSP-00006 | 6 | N00585 | BBFL2W-1206 | CC_dark_counts_chlorophyll_a | 48 | Measured signal output of fluorometer in clean water with black tape over the detector [counts]
CE01ISSP-SP001-08-FLORTJ000 |  | CE01ISSP-00006 | 6 | N00585 | BBFL2W-1206 | CC_scale_factor_chlorophyll_a | 0.0118 | Multiplier [ug L^-1 counts^-1]
CE01ISSP-SP001-08-FLORTJ000 |  | CE01ISSP-00006 | 6 | N00585 | BBFL2W-1206 | CC_dark_counts_cdom | 45 | Measured signal output of fluorometer in clean water with black tape over the detector [counts]
CE01ISSP-SP001-08-FLORTJ000 |  | CE01ISSP-00006 | 6 | N00585 | BBFL2W-1206 | CC_scale_factor_cdom | 0.0832 | Multiplier [ppb counts^-1]
CE01ISSP-SP001-08-FLORTJ000 |  | CE01ISSP-00006 | 6 | N00585 | BBFL2W-1206 | CC_scattering_angle | 124 | Optical backscatter scattering angle [degrees].
CE01ISSP-SP001-08-FLORTJ000 |  | CE01ISSP-00006 | 6 | N00585 | BBFL2W-1206 | CC_measurement_wavelength | 700 | Optical backscatter measurement wavelength [nm].
CE01ISSP-SP001-08-FLORTJ000 |  | CE01ISSP-00006 | 6 | N00585 | BBFL2W-1206 | CC_angular_resolution | 1.076 | X (Chi) factor (this is not really "angular resolution")
CE01ISSP-SP001-08-FLORTJ000 |  | CE01ISSP-00006 | 6 | N00585 | BBFL2W-1206 | CC_depolarization_ratio | 0.039 | Depolarization ratio [unitless].
CE01ISSP-SP001-06-NUTNRJ000 |  | CE01ISSP-00006 | 6 | N00575 | 426 | CC_lower_wavelength_limit_for_spectra_fit | 217 | Constant. wllower = Lower wavelength limit for spectra fit.(4-cm pathlength probe tip)
CE01ISSP-SP001-06-NUTNRJ000 |  | CE01ISSP-00006 | 6 | N00575 | 426 | CC_upper_wavelength_limit_for_spectra_fit | 240 | Constant. wlupper = Upper wavelength limit for spectra fit.
CE01ISSP-SP001-06-NUTNRJ000 |  | CE01ISSP-00006 | 6 | N00575 | 426 | CC_cal_temp | 20.04 | cal_temp = FACTORY Calibration water temperature value
CE01ISSP-SP001-06-NUTNRJ000 |  | CE01ISSP-00006 | 6 | N00575 | 426 | CC_wl | [189.46, 190.24, 191.02, 191.81, 192.59, 193.37, 194.16, 194.94, 195.73, 196.51, 197.30, 198.08, 198.87, 199.65, 200.44, 201.22, 202.01, 202.80, 203.59, 204.37, 205.16, 205.95, 206.74, 207.53, 208.31, 209.10, 209.89, 210.68, 211.47, 212.26, 213.05, 213.84, 214.63, 215.42, 216.22, 217.01, 217.80, 218.59, 219.38, 220.18, 220.97, 221.76, 222.55, 223.35, 224.14, 224.94, 225.73, 226.52, 227.32, 228.11, 228.91, 229.70, 230.50, 231.29, 232.09, 232.89, 233.68, 234.48, 235.27, 236.07, 236.87, 237.67, 238.46, 239.26, 240.06, 240.86, 241.65, 242.45, 243.25, 244.05, 244.85, 245.65, 246.45, 247.24, 248.04, 248.84, 249.64, 250.44, 251.24, 252.04, 252.84, 253.64, 254.45, 255.25, 256.05, 256.85, 257.65, 258.45, 259.25, 260.05, 260.86, 261.66, 262.46, 263.26, 264.07, 264.87, 265.67, 266.47, 267.28, 268.08, 268.88, 269.69, 270.49, 271.29, 272.10, 272.90, 273.70, 274.51, 275.31, 276.12, 276.92, 277.72, 278.53, 279.33, 280.14, 280.94, 281.75, 282.55, 283.36, 284.16, 284.97, 285.77, 286.58, 287.38, 288.19, 289.00, 289.80, 290.61, 291.41, 292.22, 293.02, 293.83, 294.64, 295.44, 296.25, 297.05, 297.86, 298.67, 299.47, 300.28, 301.09, 301.89, 302.70, 303.51, 304.31, 305.12, 305.93, 306.73, 307.54, 308.35, 309.15, 309.96, 310.77, 311.57, 312.38, 313.19, 314.00, 314.80, 315.61, 316.42, 317.22, 318.03, 318.84, 319.64, 320.45, 321.26, 322.07, 322.87, 323.68, 324.49, 325.29, 326.10, 326.91, 327.72, 328.52, 329.33, 330.14, 330.94, 331.75, 332.56, 333.36, 334.17, 334.98, 335.79, 336.59, 337.40, 338.21, 339.01, 339.82, 340.63, 341.43, 342.24, 343.04, 343.85, 344.66, 345.46, 346.27, 347.08, 347.88, 348.69, 349.49, 350.30, 351.11, 351.91, 352.72, 353.52, 354.33, 355.14, 355.94, 356.75, 357.55, 358.36, 359.16, 359.97, 360.77, 361.58, 362.38, 363.19, 363.99, 364.80, 365.60, 366.40, 367.21, 368.01, 368.82, 369.62, 370.42, 371.23, 372.03, 372.83, 373.64, 374.44, 375.24, 376.05, 376.85, 377.65, 378.46, 379.26, 380.06, 380.86, 381.66, 382.47, 383.27, 384.07, 384.87, 385.67, 386.47, 387.28, 388.08, 388.88, 389.68, 390.48, 391.28, 392.08, 392.88, 393.68] | wl = (1 x 256) array of wavelength bins
CE01ISSP-SP001-06-NUTNRJ000 |  | CE01ISSP-00006 | 6 | N00575 | 426 | CC_eno3 | [0.00652851, -0.00051217, 0.01705853, 0.01060405, 0.01628758, 0.00218324, 0.00320303, 0.00586685, 0.00721796, 0.00947481, 0.00239475, -0.00002556, 0.00515505, 0.00160287, 0.00477896, -0.00108453, 0.00247931, -0.00185545, -0.00455441, -0.00000588, -0.00198294, 0.00074814, 0.00136047, 0.00186984, 0.00576767, 0.00685888, 0.00669426, 0.00737791, 0.00712433, 0.00677337, 0.00659797, 0.00622196, 0.00587132, 0.00549378, 0.00515875, 0.00479805, 0.00446463, 0.00412647, 0.00379128, 0.00346755, 0.00315467, 0.00285061, 0.00257092, 0.00229638, 0.00204661, 0.00180300, 0.00159397, 0.00138724, 0.00120040, 0.00102946, 0.00089621, 0.00075454, 0.00064852, 0.00053165, 0.00044613, 0.00037169, 0.00029699, 0.00024731, 0.00020101, 0.00016006, 0.00012673, 0.00010169, 0.00007834, 0.00005841, 0.00003937, 0.00002393, 0.00001258, 0.00000561, -0.00000081, -0.00001049, -0.00001479, -0.00001273, -0.00001108, -0.00001479, -0.00001537, -0.00001259, -0.00001172, -0.00000845, -0.00001317, -0.00000437, -0.00000795, 0.00000056, -0.00000584, 0.00000208, 0.00000550, 0.00000625, 0.00001088, 0.00001464, 0.00002275, 0.00002214, 0.00002259, 0.00002906, 0.00002925, 0.00003328, 0.00004022, 0.00003800, 0.00003835, 0.00003841, 0.00004411, 0.00005051, 0.00004892, 0.00005618, 0.00006317, 0.00005491, 0.00005971, 0.00006739, 0.00007047, 0.00007185, 0.00007698, 0.00008112, 0.00008710, 0.00009208, 0.00008755, 0.00009326, 0.00008448, 0.00008693, 0.00009825, 0.00009596, 0.00010149, 0.00009466, 0.00010307, 0.00010660, 0.00011026, 0.00012236, 0.00012878, 0.00013150, 0.00013291, 0.00013078, 0.00013803, 0.00013894, 0.00014213, 0.00014152, 0.00014460, 0.00014476, 0.00014969, 0.00015263, 0.00015396, 0.00015714, 0.00016111, 0.00016170, 0.00016588, 0.00017334, 0.00016898, 0.00017186, 0.00017493, 0.00017763, 0.00018086, 0.00018233, 0.00018243, 0.00018772, 0.00018692, 0.00019160, 0.00019406, 0.00019972, 0.00019722, 0.00020605, 0.00021388, 0.00021098, 0.00021318, 0.00021162, 0.00021346, 0.00021889, 0.00021254, 0.00020975, 0.00021262, 0.00021613, 0.00022747, 0.00022879, 0.00023736, 0.00024267, 0.00025199, 0.00025238, 0.00025475, 0.00024255, 0.00026064, 0.00026063, 0.00026256, 0.00025962, 0.00025304, 0.00026240, 0.00026128, 0.00024958, 0.00026139, 0.00026979, 0.00026613, 0.00027956, 0.00028015, 0.00028260, 0.00029851, 0.00028094, 0.00027936, 0.00029038, 0.00029370, 0.00029206, 0.00030093, 0.00029634, 0.00030831, 0.00030977, 0.00032054, 0.00030727, 0.00032007, 0.00031228, 0.00032377, 0.00032551, 0.00032172, 0.00033269, 0.00033181, 0.00031945, 0.00033011, 0.00033825, 0.00033624, 0.00034726, 0.00033319, 0.00033845, 0.00035590, 0.00036201, 0.00037785, 0.00036241, 0.00037011, 0.00037402, 0.00037354, 0.00037045, 0.00037296, 0.00038181, 0.00037948, 0.00038299, 0.00036764, 0.00036798, 0.00038829, 0.00037888, 0.00038629, 0.00038075, 0.00038732, 0.00039663, 0.00041069, 0.00041843, 0.00042773, 0.00041521, 0.00042126, 0.00042308, 0.00041946, 0.00041623, 0.00041172, 0.00043619, 0.00042723, 0.00044793, 0.00044930, 0.00044129, 0.00044606, 0.00043550, 0.00044100, 0.00045238, 0.00043597, 0.00044245, 0.00045800, 0.00044107] | eno3 = (1 x 256) array of wavelength-dependent nitrate extinction coefficients
CE01ISSP-SP001-06-NUTNRJ000 |  | CE01ISSP-00006 | 6 | N00575 | 426 | CC_eswa | [-0.00155203, 0.00300363, 0.00298037, 0.00206348, -0.00006305, 0.00100170, 0.00149543, -0.00157081, -0.00040609, 0.00122276, 0.00071304, 0.00876145, 0.01527112, 0.02648047, 0.04339367, 0.05444933, 0.05974681, 0.07075459, 0.07588803, 0.07354688, 0.07574655, 0.07344696, 0.06877030, 0.06496635, 0.05683466, 0.05028785, 0.04307312, 0.03595536, 0.02988435, 0.02470150, 0.02017170, 0.01639889, 0.01328759, 0.01067124, 0.00853600, 0.00681425, 0.00540006, 0.00427463, 0.00337630, 0.00265585, 0.00208779, 0.00164547, 0.00128154, 0.00101241, 0.00079171, 0.00061964, 0.00048998, 0.00040132, 0.00032306, 0.00026999, 0.00021547, 0.00019007, 0.00015593, 0.00013622, 0.00010525, 0.00008440, 0.00007862, 0.00006692, 0.00005301, 0.00003718, 0.00003769, 0.00002660, 0.00002209, 0.00001372, 0.00001463, 0.00000902, 0.00000380, 0.00000053, -0.00000675, -0.00000099, -0.00000229, -0.00001158, -0.00000632, -0.00000611, 0.00000345, -0.00000211, -0.00000464, -0.00000908, 0.00000052, -0.00000587, 0.00000337, 0.00000266, 0.00000906, 0.00000572, -0.00000481, -0.00000116, 0.00000245, 0.00000317, 0.00000331, 0.00000999, 0.00001098, 0.00001513, 0.00001819, 0.00002388, 0.00002326, 0.00002761, 0.00003581, 0.00004067, 0.00002652, 0.00003657, 0.00004029, 0.00003573, 0.00004045, 0.00005343, 0.00005184, 0.00005566, 0.00005253, 0.00005589, 0.00005675, 0.00006259, 0.00006228, 0.00006367, 0.00007021, 0.00006683, 0.00008498, 0.00008062, 0.00008804, 0.00008767, 0.00008904, 0.00010529, 0.00009705, 0.00010428, 0.00009391, 0.00009027, 0.00009707, 0.00011187, 0.00011213, 0.00012155, 0.00011635, 0.00012383, 0.00012181, 0.00012432, 0.00012874, 0.00013730, 0.00013725, 0.00014730, 0.00015311, 0.00015228, 0.00015406, 0.00017029, 0.00017425, 0.00016961, 0.00018600, 0.00018771, 0.00018367, 0.00018857, 0.00019028, 0.00020134, 0.00020803, 0.00021612, 0.00021103, 0.00022222, 0.00022461, 0.00023160, 0.00023512, 0.00023552, 0.00023468, 0.00024252, 0.00025315, 0.00024711, 0.00026409, 0.00026190, 0.00027797, 0.00028572, 0.00029329, 0.00029965, 0.00029512, 0.00029999, 0.00030113, 0.00030294, 0.00030211, 0.00031074, 0.00031707, 0.00032785, 0.00031722, 0.00032379, 0.00033031, 0.00033532, 0.00035383, 0.00035382, 0.00035521, 0.00037191, 0.00037638, 0.00037622, 0.00038581, 0.00038634, 0.00039035, 0.00039673, 0.00038495, 0.00041938, 0.00041829, 0.00041767, 0.00042053, 0.00042566, 0.00042409, 0.00044332, 0.00043064, 0.00042870, 0.00044094, 0.00044865, 0.00044419, 0.00045834, 0.00046832, 0.00046315, 0.00049681, 0.00047372, 0.00049263, 0.00049609, 0.00049156, 0.00049484, 0.00050992, 0.00050056, 0.00053182, 0.00052192, 0.00052307, 0.00053299, 0.00053108, 0.00054752, 0.00054405, 0.00054655, 0.00055245, 0.00055607, 0.00056153, 0.00057053, 0.00056820, 0.00055931, 0.00058576, 0.00058642, 0.00059289, 0.00060348, 0.00060432, 0.00061801, 0.00060727, 0.00063400, 0.00060560, 0.00060147, 0.00061796, 0.00064016, 0.00063612, 0.00064763, 0.00065929, 0.00065525, 0.00068145, 0.00066989, 0.00068385, 0.00066536, 0.00067247, 0.00067748, 0.00069062, 0.00069388, 0.00070825, 0.00071016, 0.00074992, 0.00073515, 0.00072854, 0.00072693] | eswa = (1 x 256) array of seawater extinction coefficients
CE01ISSP-SP001-06-NUTNRJ000 |  | CE01ISSP-00006 | 6 | N00575 | 426 | CC_di | [15.33333333, 16.95833333, 16.00000000, 17.12500000, 18.66666667, 17.33333333, 17.87500000, 16.91666667, 17.79166667, 21.33333333, 22.08333333, 41.16666667, 106.16666667, 321.16666667, 868.16666667, 1948.00000000, 3595.83333333, 5565.16666667, 7493.87500000, 9186.66666667, 10579.04166667, 11766.70833333, 12861.29166667, 13920.20833333, 15037.37500000, 16252.41666667, 17616.16666667, 19154.00000000, 20930.16666667, 22960.95833333, 25281.00000000, 27897.12500000, 30773.37500000, 33841.29166667, 36997.66666667, 40051.29166667, 42804.87500000, 45057.70833333, 46541.87500000, 47212.25000000, 46959.70833333, 45954.12500000, 44341.12500000, 42396.20833333, 40325.66666667, 38362.33333333, 36589.12500000, 35103.70833333, 33944.41666667, 33105.41666667, 32591.12500000, 32424.29166667, 32517.00000000, 32917.08333333, 33608.20833333, 34541.95833333, 35691.54166667, 37086.29166667, 38666.00000000, 40417.66666667, 42294.66666667, 44213.66666667, 46168.45833333, 48045.91666667, 49672.00000000, 51008.33333333, 51950.33333333, 52352.20833333, 52237.54166667, 51601.79166667, 50472.50000000, 48984.37500000, 47182.83333333, 45300.62500000, 43364.33333333, 41478.70833333, 39686.70833333, 38080.20833333, 36630.16666667, 35338.00000000, 34240.04166667, 33286.95833333, 32480.50000000, 31880.87500000, 31391.66666667, 31083.75000000, 30918.37500000, 30876.33333333, 31000.75000000, 31263.08333333, 31653.37500000, 32173.50000000, 32828.50000000, 33571.08333333, 34388.62500000, 35304.70833333, 36229.12500000, 37116.20833333, 37979.45833333, 38715.75000000, 39290.08333333, 39590.62500000, 39672.54166667, 39454.79166667, 38916.20833333, 38103.20833333, 37093.91666667, 35911.45833333, 34593.75000000, 33233.04166667, 31873.66666667, 30567.75000000, 29329.75000000, 28198.79166667, 27169.33333333, 26254.00000000, 25445.66666667, 24772.45833333, 24214.66666667, 23781.95833333, 23465.08333333, 23260.75000000, 23157.91666667, 23180.33333333, 23282.00000000, 23467.16666667, 23765.87500000, 24146.58333333, 24599.33333333, 25135.12500000, 25753.87500000, 26438.33333333, 27179.70833333, 27955.95833333, 28821.91666667, 29730.12500000, 30657.83333333, 31605.25000000, 32589.41666667, 33562.37500000, 34503.29166667, 35424.91666667, 36265.50000000, 37070.20833333, 37761.83333333, 38312.58333333, 38756.87500000, 39061.45833333, 39191.62500000, 39196.37500000, 39083.95833333, 38785.00000000, 38376.45833333, 37884.54166667, 37258.87500000, 36549.66666667, 35763.04166667, 34914.08333333, 34056.95833333, 33171.29166667, 32277.91666667, 31422.83333333, 30584.25000000, 29776.75000000, 29012.00000000, 28304.29166667, 27582.58333333, 26907.08333333, 26216.87500000, 25567.91666667, 24937.66666667, 24311.45833333, 23691.41666667, 23116.75000000, 22572.16666667, 22097.87500000, 21691.79166667, 21322.62500000, 21015.45833333, 20774.66666667, 20557.16666667, 20400.04166667, 20307.62500000, 20233.29166667, 20176.79166667, 20147.83333333, 20114.91666667, 20103.66666667, 20078.33333333, 20060.50000000, 20046.29166667, 20012.00000000, 19958.41666667, 19925.04166667, 19904.04166667, 19897.37500000, 19904.75000000, 19907.00000000, 19911.33333333, 19912.25000000, 19934.70833333, 19966.12500000, 20009.29166667, 20043.29166667, 20073.75000000, 20102.25000000, 20116.12500000, 20131.62500000, 20135.12500000, 20104.50000000, 20035.95833333, 19986.04166667, 19890.91666667, 19753.33333333, 19610.33333333, 19413.04166667, 19216.00000000, 18974.91666667, 18727.50000000, 18451.45833333, 18201.04166667, 17930.37500000, 17664.54166667, 17348.70833333, 16953.75000000, 16539.66666667, 16113.50000000, 15717.62500000, 15370.25000000, 15052.66666667, 14746.45833333, 14492.16666667, 14246.08333333, 14015.75000000, 13806.58333333, 13628.16666667, 13522.66666667, 13402.75000000, 13209.50000000, 12944.75000000, 12689.58333333, 12471.37500000, 12274.95833333, 12094.75000000, 11926.79166667, 11784.20833333, 11674.00000000, 11604.41666667, 11542.00000000, 11457.00000000, 11272.12500000, 10958.87500000, 10476.79166667, 9838.54166667, 9019.58333333, 7903.91666667] | di = (1 x 256) array of deionized water reference spectrum (in-house calibration 2016_05_12)
CE01ISSP-SP001-04-OPTAAJ000 |  | CE01ISSP-00006 | 6 | N00573 | ACS-138 | CC_cwlngth | [399.8, 403.7, 407.5, 410.7, 415.0, 418.7, 423.3, 427.6, 431.7, 435.7, 439.8, 444.2, 448.8, 453.6, 458.0, 462.2, 466.6, 471.2, 475.9, 480.4, 485.2, 489.5, 493.7, 498.1, 502.6, 507.3, 511.8, 516.5, 521.0, 525.3, 529.8, 533.9, 538.0, 542.0, 546.4, 550.5, 554.8, 558.9, 563.0, 567.1, 571.2, 574.1, 577.8, 581.9, 585.6, 589.5, 593.9, 598.1, 602.1, 606.6, 611.0, 615.5, 619.5, 623.9, 628.2, 632.4, 636.7, 641.0, 645.3, 649.4, 654.0, 658.3, 662.8, 667.0, 671.3, 675.5, 679.8, 683.7, 687.9, 691.8, 695.5, 699.4, 703.3, 707.1, 710.8, 714.4, 718.1, 721.9, 725.6, 729.2, 732.7, 736.1, 739.9]
CE01ISSP-SP001-04-OPTAAJ000 |  | CE01ISSP-00006 | 6 | N00573 | ACS-138 | CC_ccwo | [0.776217, 0.838898, 0.870787, 0.895982, 0.902717, 0.916318, 0.915337, 0.918950, 0.922311, 0.923032, 0.923050, 0.923302, 0.921945, 0.924451, 0.919751, 0.915903, 0.920158, 0.921053, 0.925292, 0.930243, 0.933376, 0.938243, 0.946766, 0.946241, 0.948938, 0.949972, 0.949508, 0.950843, 0.952382, 0.951902, 0.954732, 0.956848, 0.957464, 0.960353, 0.963732, 0.963557, 0.970734, 0.971458, 0.973429, 0.976680, 0.971037, 0.963643, 0.957386, 0.948638, 0.934401, 0.915947, 0.889532, 0.865092, 0.841697, 0.830541, 0.824563, 0.824901, 0.824202, 0.819835, 0.821320, 0.820054, 0.814341, 0.809163, 0.806218, 0.793846, 0.780301, 0.766548, 0.756218, 0.751251, 0.748287, 0.742852, 0.734612, 0.718108, 0.695642, 0.662470, 0.619454, 0.562843, 0.492724, 0.402041, 0.290188, 0.163286, -0.002896, -0.234754, -0.448601, -0.696045, -0.950395, -1.164681, -1.323115]
CE01ISSP-SP001-04-OPTAAJ000 |  | CE01ISSP-00006 | 6 | N00573 | ACS-138 | CC_tcal | 21.2
CE01ISSP-SP001-04-OPTAAJ000 |  | CE01ISSP-00006 | 6 | N00573 | ACS-138 | CC_tbins | [0.544810, 1.459689, 2.449717, 3.461212, 4.482609, 5.472286, 6.471724, 7.480435, 8.483158, 9.492941, 10.469333, 11.470667, 12.487143, 13.554706, 14.491600, 15.493478, 16.491818, 17.501364, 18.512381, 19.501500, 20.491579, 21.493684, 22.498500, 23.523333, 24.500000, 25.495909, 26.502273, 27.489524, 28.496364, 29.510455, 30.513636, 31.506957, 32.484400, 33.496250, 34.492174, 35.000000]
CE01ISSP-SP001-04-OPTAAJ000 |  | CE01ISSP-00006 | 6 | N00573 | ACS-138 | CC_awlngth | [401.0, 404.8, 408.5, 411.9, 415.7, 419.8, 423.7, 428.1, 432.2, 436.1, 440.3, 444.8, 449.0, 453.6, 458.0, 462.0, 466.4, 471.0, 475.5, 480.1, 484.6, 489.0, 493.2, 497.5, 501.7, 506.4, 510.7, 515.2, 519.7, 524.2, 528.2, 532.3, 536.5, 540.4, 544.5, 548.8, 552.8, 556.9, 561.3, 565.0, 569.0, 573.0, 576.8, 580.5, 584.2, 588.0, 592.0, 596.2, 600.3, 604.6, 608.8, 613.2, 617.7, 621.9, 626.2, 630.4, 634.4, 638.5, 642.8, 646.9, 651.6, 655.7, 660.0, 664.2, 668.5, 673.1, 677.0, 681.2, 685.0, 689.0, 692.9, 696.6, 700.5, 704.1, 707.9, 711.6, 715.3, 719.0, 722.7, 726.0, 729.7, 733.4, 736.9]
CE01ISSP-SP001-04-OPTAAJ000 |  | CE01ISSP-00006 | 6 | N00573 | ACS-138 | CC_acwo | [-0.838356, -0.573420, -0.388205, -0.264690, -0.184460, -0.121488, -0.072486, -0.033013, 0.002359, 0.035899, 0.065949, 0.097113, 0.126754, 0.156723, 0.186443, 0.214776, 0.242117, 0.269791, 0.296431, 0.322465, 0.347615, 0.372496, 0.395702, 0.417955, 0.439122, 0.458513, 0.478443, 0.498847, 0.520426, 0.542484, 0.563513, 0.584415, 0.605042, 0.623668, 0.641408, 0.658528, 0.674834, 0.692825, 0.710055, 0.725728, 0.739574, 0.748239, 0.756435, 0.761936, 0.763281, 0.760290, 0.751916, 0.739495, 0.729412, 0.727904, 0.734847, 0.746762, 0.759717, 0.773011, 0.785664, 0.797716, 0.809498, 0.820420, 0.828754, 0.833907, 0.835327, 0.834083, 0.834667, 0.839433, 0.846599, 0.852866, 0.856157, 0.854746, 0.846465, 0.829736, 0.803013, 0.765117, 0.713289, 0.644182, 0.555042, 0.439502, 0.298606, 0.129531, -0.072644, -0.306182, -0.549945, -0.773892, -0.953098]
CE01ISSP-SP001-04-OPTAAJ000 |  | CE01ISSP-00006 | 6 | N00573 | ACS-138 | CC_taarray | SheetRef:ACS138_CC_taarray
CE01ISSP-SP001-04-OPTAAJ000 |  | CE01ISSP-00006 | 6 | N00573 | ACS-138 | CC_tcarray | SheetRef:ACS138_CC_tcarray
CE01ISSP-SP001-10-PARADJ000 |  | CE01ISSP-00006 | 6 | N00579 | 411 | CC_a0 | 4529 | digital coeff
CE01ISSP-SP001-10-PARADJ000 |  | CE01ISSP-00006 | 6 | N00579 | 411 | CC_a1 | 2890 | digital coeff
CE01ISSP-SP001-10-PARADJ000 |  | CE01ISSP-00006 | 6 | N00579 | 411 | CC_Im | 1.3589
CE01ISSP-SP001-07-SPKIRJ000 |  | CE01ISSP-00006 | 6 | N00576 | 266 | CC_immersion_factor | [1.368, 1.410, 1.365, 1.354, 1.372, 1.322, 1.347]
CE01ISSP-SP001-07-SPKIRJ000 |  | CE01ISSP-00006 | 6 | N00576 | 266 | CC_offset | [2147386979.6, 2147783074.2, 2147855605.7, 2147663764.0, 2147159882.4, 2147669209.1, 2147591843.7]
CE01ISSP-SP001-07-SPKIRJ000 |  | CE01ISSP-00006 | 6 | N00576 | 266 | CC_scale | [2.20263403242e-007, 2.02558805765e-007, 2.02714883002e-007, 2.1876684844e-007, 2.12901508983e-007, 1.95401178296e-007, 2.07503647204e-007]
CE01ISSP-SP001-05-VELPTJ000 |  | CE01ISSP-00006 | 6 | OL000330 | AQD-11779 | CC_lat | 44.6621 | Latitude
CE01ISSP-SP001-05-VELPTJ000 |  | CE01ISSP-00006 | 6 | OL000330 | AQD-11779 | CC_lon | -124.096 | Longitude

## ACS138_CC_taarray
-0.03019 | -0.034603 | -0.036134 | -0.036214 | -0.035165 | -0.032693 | -0.032272 | -0.03052 | -0.030196 | -0.027187 | -0.027168 | -0.024069 | -0.025131 | -0.022714 | -0.020277 | -0.021144 | -0.019208 | -0.017875 | -0.012478 | -0.011575 | -0.009305 | -0.006795 | -0.005114 | -0.004215 | -0.002008 | 0 | 0.00121 | 0.004685 | 0.00699 | 0.009924 | 0.011669 | 0.014151 | 0.016409 | 0.017439 | 0.017661 | 0.019692
-0.020279 | -0.024099 | -0.026033 | -0.026485 | -0.026015 | -0.023466 | -0.022786 | -0.021087 | -0.020382 | -0.019241 | -0.018354 | -0.016017 | -0.017836 | -0.016476 | -0.014338 | -0.014464 | -0.013475 | -0.011475 | -0.008671 | -0.00788 | -0.005661 | -0.004692 | -0.003042 | -0.002868 | -0.000521 | 0 | 0.002334 | 0.003422 | 0.005188 | 0.00652 | 0.008834 | 0.009951 | 0.011614 | 0.011991 | 0.011785 | 0.010719
-0.010749 | -0.013299 | -0.013724 | -0.012689 | -0.012425 | -0.011959 | -0.012485 | -0.0112 | -0.010682 | -0.010854 | -0.010449 | -0.009058 | -0.0109 | -0.009281 | -0.007705 | -0.008234 | -0.006912 | -0.00663 | -0.004858 | -0.005035 | -0.003498 | -0.002703 | -0.002819 | -0.0014 | -0.000821 | 0 | 0.000789 | 0.000561 | 0.002069 | 0.002093 | 0.003985 | 0.003877 | 0.005147 | 0.004475 | 0.004242 | 0.004289
-0.00257 | -0.002277 | -0.001899 | -0.002054 | -0.003088 | -0.002252 | -0.002722 | -0.002121 | -0.002407 | -0.002082 | -0.002694 | -0.001889 | -0.003365 | -0.003443 | -0.00207 | -0.003113 | -0.002512 | -0.002786 | -0.000715 | -0.000826 | -6.1e-05 | 1.2e-05 | -0.000483 | -0.000578 | -0.000177 | 0 | -7e-06 | -8.4e-05 | 0.000565 | 0.000218 | 0.000551 | 0.000907 | 0.000582 | 0.000793 | -0.001929 | -0.002973
0.003465 | 0.003579 | 0.004454 | 0.004964 | 0.004695 | 0.00526 | 0.004278 | 0.004388 | 0.00418 | 0.003153 | 0.002563 | 0.002861 | 0.001147 | 0.001349 | 0.002304 | 0.00062 | 0.000576 | 0.00078 | 0.001863 | 0.001091 | 0.001786 | 0.001377 | 0.001185 | 0.000704 | -0.000251 | 0 | -0.000282 | -8e-06 | -0.000338 | -0.000503 | -0.000648 | -0.001132 | -0.001108 | -0.002795 | -0.004284 | -0.006966
0.008338 | 0.005771 | 0.005718 | 0.006044 | 0.006047 | 0.006602 | 0.005863 | 0.006302 | 0.005944 | 0.005445 | 0.004686 | 0.004542 | 0.003139 | 0.00354 | 0.003516 | 0.00252 | 0.001619 | 0.001746 | 0.002277 | 0.00163 | 0.001896 | 0.001479 | 0.001306 | 0.000475 | 0.000603 | 0 | -0.000474 | -0.000789 | -0.001041 | -0.001573 | -0.002395 | -0.002323 | -0.003058 | -0.004049 | -0.005834 | -0.005046
0.010693 | 0.008885 | 0.008174 | 0.007917 | 0.007708 | 0.007639 | 0.00678 | 0.006688 | 0.006345 | 0.00531 | 0.004933 | 0.005068 | 0.003867 | 0.003405 | 0.003904 | 0.002286 | 0.002614 | 0.001936 | 0.002762 | 0.002289 | 0.002401 | 0.002054 | 0.001067 | 0.00073 | 0.000682 | 0 | -0.00039 | -0.00072 | -0.001 | -0.001434 | -0.00216 | -0.002515 | -0.003316 | -0.004549 | -0.006087 | -0.007715
0.01179 | 0.010225 | 0.009539 | 0.009186 | 0.008464 | 0.008327 | 0.007541 | 0.006881 | 0.006348 | 0.006253 | 0.005265 | 0.005116 | 0.003487 | 0.003838 | 0.00406 | 0.00259 | 0.002361 | 0.002066 | 0.002707 | 0.001837 | 0.001994 | 0.001678 | 0.00101 | 0.000584 | 0.000303 | 0 | -0.000428 | -0.000819 | -0.001299 | -0.00177 | -0.002351 | -0.002467 | -0.00325 | -0.004853 | -0.0057 | -0.006779
0.011067 | 0.010063 | 0.009938 | 0.009741 | 0.00898 | 0.008792 | 0.007996 | 0.007436 | 0.007113 | 0.006553 | 0.005428 | 0.005339 | 0.004407 | 0.004119 | 0.004332 | 0.002985 | 0.002706 | 0.002387 | 0.002915 | 0.001967 | 0.002269 | 0.001727 | 0.001478 | 0.000696 | 0.000483 | 0 | -0.000121 | -0.000546 | -0.000854 | -0.0014 | -0.001972 | -0.002154 | -0.002569 | -0.003822 | -0.004565 | -0.005622
0.010867 | 0.009502 | 0.009345 | 0.009268 | 0.008631 | 0.008292 | 0.007329 | 0.007144 | 0.006377 | 0.005795 | 0.005095 | 0.005196 | 0.003609 | 0.003608 | 0.003475 | 0.002373 | 0.002208 | 0.001792 | 0.002377 | 0.001774 | 0.001806 | 0.001307 | 0.000718 | 0.000393 | 0.000447 | 0 | -0.000403 | -0.000457 | -0.000961 | -0.001445 | -0.001811 | -0.002029 | -0.002608 | -0.00355 | -0.004619 | -0.005786
0.009914 | 0.009298 | 0.009512 | 0.009428 | 0.00899 | 0.008348 | 0.007559 | 0.006885 | 0.006461 | 0.0059 | 0.005196 | 0.005043 | 0.003782 | 0.003729 | 0.003896 | 0.002549 | 0.002266 | 0.001745 | 0.002317 | 0.001746 | 0.002027 | 0.001268 | 0.001065 | 0.000549 | 0.000462 | 0 | -0.000216 | -0.000594 | -0.000773 | -0.001182 | -0.001291 | -0.001484 | -0.001734 | -0.002868 | -0.003272 | -0.004861
0.00899 | 0.008298 | 0.00863 | 0.008459 | 0.007856 | 0.007625 | 0.006615 | 0.00642 | 0.005939 | 0.005276 | 0.004697 | 0.004411 | 0.003413 | 0.003243 | 0.003234 | 0.002251 | 0.001799 | 0.00159 | 0.001917 | 0.001335 | 0.001384 | 0.001381 | 0.000913 | 0.000401 | 0.000399 | 0 | -0.000202 | -0.000386 | -0.00054 | -0.001063 | -0.001305 | -0.001355 | -0.001815 | -0.002579 | -0.003281 | -0.003743
0.009273 | 0.008768 | 0.009 | 0.008504 | 0.00794 | 0.007607 | 0.006627 | 0.006191 | 0.005934 | 0.005063 | 0.004405 | 0.004328 | 0.003305 | 0.003123 | 0.003252 | 0.002033 | 0.001786 | 0.001512 | 0.001827 | 0.001196 | 0.001334 | 0.000903 | 0.000562 | 0.000337 | 0.000464 | 0 | -5.9e-05 | -0.000502 | -0.000465 | -0.000789 | -0.000883 | -0.001139 | -0.001285 | -0.002261 | -0.002681 | -0.003002
0.008976 | 0.008645 | 0.008668 | 0.008156 | 0.007607 | 0.007096 | 0.006276 | 0.005726 | 0.005602 | 0.004764 | 0.004172 | 0.004019 | 0.003095 | 0.002896 | 0.002808 | 0.001869 | 0.001837 | 0.001381 | 0.001691 | 0.001102 | 0.001188 | 0.00089 | 0.000435 | 0.000296 | 0.000306 | 0 | -9.9e-05 | -0.000176 | -0.000395 | -0.00048 | -0.000609 | -0.00089 | -0.001032 | -0.001623 | -0.002206 | -0.002627
0.008959 | 0.008557 | 0.008354 | 0.007751 | 0.007118 | 0.006573 | 0.005903 | 0.005448 | 0.005226 | 0.004366 | 0.003931 | 0.003534 | 0.00272 | 0.002528 | 0.002589 | 0.001634 | 0.001407 | 0.001089 | 0.001331 | 0.000953 | 0.000938 | 0.000734 | 0.00043 | 0.000149 | 0.000158 | 0 | -0.000218 | -0.000338 | -0.000375 | -0.000382 | -0.000681 | -0.000659 | -0.000768 | -0.001407 | -0.001838 | -0.002853
0.009033 | 0.008459 | 0.008017 | 0.007385 | 0.006787 | 0.006194 | 0.00544 | 0.004918 | 0.004668 | 0.003942 | 0.00356 | 0.003429 | 0.002604 | 0.00237 | 0.002423 | 0.001468 | 0.001361 | 0.001021 | 0.00121 | 0.000704 | 0.000785 | 0.000522 | 0.000404 | 4.7e-05 | 0.000205 | 0 | 1.1e-05 | -0.000231 | -0.000259 | -0.000288 | -0.000295 | -0.000406 | -0.000482 | -0.001036 | -0.001456 | -0.002406
0.008405 | 0.007634 | 0.007295 | 0.006695 | 0.006216 | 0.00572 | 0.005124 | 0.004551 | 0.004354 | 0.00371 | 0.003288 | 0.003023 | 0.002428 | 0.002185 | 0.002068 | 0.001321 | 0.001146 | 0.000884 | 0.000994 | 0.000641 | 0.000739 | 0.000381 | 0.000232 | 4.4e-05 | 0.000102 | 0 | 1.8e-05 | -0.000163 | -0.000104 | -0.00017 | -0.000236 | -0.000219 | -0.000402 | -0.000771 | -0.001135 | -0.001597
0.007965 | 0.007019 | 0.006678 | 0.006241 | 0.005742 | 0.00539 | 0.004793 | 0.004374 | 0.004174 | 0.003571 | 0.003134 | 0.002998 | 0.002216 | 0.002148 | 0.001965 | 0.001435 | 0.001191 | 0.001017 | 0.001073 | 0.000613 | 0.000632 | 0.000473 | 0.00033 | 0.000124 | 0.000191 | 0 | 6.9e-05 | 5e-06 | 0.000113 | 0.000142 | 6e-05 | 4.2e-05 | -2e-05 | -0.000316 | -0.000698 | -0.001116
0.007281 | 0.006509 | 0.006312 | 0.005962 | 0.005552 | 0.005186 | 0.004644 | 0.004073 | 0.003941 | 0.003345 | 0.002869 | 0.002843 | 0.002035 | 0.001936 | 0.001897 | 0.001214 | 0.001031 | 0.00078 | 0.000835 | 0.000472 | 0.000616 | 0.000302 | 0.000109 | -7.3e-05 | 5.4e-05 | 0 | 8.5e-05 | 1.7e-05 | 2e-05 | -5.6e-05 | 7.6e-05 | 0.000174 | 8.4e-05 | -0.000149 | -0.000511 | -0.000831
0.0069 | 0.006116 | 0.005971 | 0.005683 | 0.005274 | 0.004976 | 0.00453 | 0.003948 | 0.003803 | 0.00322 | 0.002877 | 0.002725 | 0.001929 | 0.001859 | 0.001763 | 0.001139 | 0.000933 | 0.000723 | 0.000752 | 0.000437 | 0.000523 | 0.000264 | 0.000143 | 3.1e-05 | 3e-05 | 0 | 0.000153 | 6.6e-05 | 0.000123 | 0.000171 | 0.000251 | 0.000313 | 0.000266 | -2.4e-05 | -0.000212 | -0.000653
0.006545 | 0.00597 | 0.005932 | 0.005648 | 0.005362 | 0.005017 | 0.004507 | 0.004044 | 0.003691 | 0.003183 | 0.002722 | 0.00272 | 0.001958 | 0.001828 | 0.001756 | 0.001173 | 0.000845 | 0.00072 | 0.000724 | 0.000394 | 0.000348 | 0.000138 | 8.7e-05 | -8e-05 | 6.6e-05 | 0 | 7.7e-05 | 8.7e-05 | 0.000178 | 0.000335 | 0.00027 | 0.00043 | 0.000483 | 0.000279 | 0.000137 | -0.000169
0.006488 | 0.005982 | 0.005964 | 0.005668 | 0.005296 | 0.004918 | 0.00445 | 0.003887 | 0.00355 | 0.00313 | 0.002701 | 0.002611 | 0.002004 | 0.001837 | 0.001657 | 0.00103 | 0.000778 | 0.000648 | 0.000683 | 0.000372 | 0.000374 | 9e-05 | 0.000101 | -8.3e-05 | 0.000114 | 0 | 0.00018 | 0.00022 | 0.000275 | 0.000478 | 0.000568 | 0.000595 | 0.000664 | 0.000551 | 0.000382 | 3.1e-05
0.006229 | 0.005697 | 0.005694 | 0.005362 | 0.004932 | 0.004634 | 0.004036 | 0.003674 | 0.00331 | 0.002895 | 0.002486 | 0.00242 | 0.001834 | 0.001597 | 0.001467 | 0.000996 | 0.000775 | 0.00059 | 0.000555 | 0.000292 | 0.000226 | 5.8e-05 | -1e-05 | -7.4e-05 | 3.7e-05 | 0 | 0.000192 | 0.000192 | 0.000311 | 0.000479 | 0.00067 | 0.000777 | 0.000857 | 0.000708 | 0.000589 | 0.000511
0.005996 | 0.005513 | 0.005491 | 0.005251 | 0.004784 | 0.004495 | 0.003997 | 0.003536 | 0.003141 | 0.00273 | 0.002399 | 0.00228 | 0.001688 | 0.001516 | 0.00135 | 0.000863 | 0.000675 | 0.00047 | 0.000439 | 0.000236 | 0.000202 | -4.2e-05 | -3.7e-05 | -0.000107 | -2e-06 | 0 | 0.000164 | 0.000216 | 0.000379 | 0.000616 | 0.000757 | 0.00094 | 0.000965 | 0.000932 | 0.000803 | 0.000458
0.005705 | 0.005158 | 0.005178 | 0.004906 | 0.00444 | 0.004165 | 0.003715 | 0.003214 | 0.002901 | 0.002598 | 0.00231 | 0.002148 | 0.00159 | 0.001339 | 0.001228 | 0.000822 | 0.000559 | 0.000445 | 0.000413 | 0.000168 | 0.000112 | 1.1e-05 | -5.3e-05 | -0.000163 | 2e-05 | 0 | 0.000217 | 0.0003 | 0.000487 | 0.000751 | 0.000886 | 0.001041 | 0.00112 | 0.001116 | 0.00107 | 0.000688
0.005335 | 0.004909 | 0.004952 | 0.004675 | 0.004282 | 0.003943 | 0.003539 | 0.003043 | 0.00275 | 0.002335 | 0.002084 | 0.001874 | 0.001416 | 0.001172 | 0.001069 | 0.00064 | 0.000417 | 0.000225 | 0.000174 | -1.9e-05 | -2.5e-05 | -0.000164 | -0.000204 | -0.000203 | -0.000135 | 0 | 0.000145 | 0.000279 | 0.000395 | 0.000685 | 0.000855 | 0.001043 | 0.001119 | 0.001215 | 0.001086 | 0.000849
0.005228 | 0.004761 | 0.004697 | 0.004425 | 0.003993 | 0.003654 | 0.003235 | 0.002783 | 0.00246 | 0.002095 | 0.001845 | 0.001701 | 0.001277 | 0.001076 | 0.000931 | 0.000545 | 0.000307 | 0.000149 | 0.000114 | -1.6e-05 | -0.000123 | -0.000174 | -0.000188 | -0.000197 | -8.8e-05 | 0 | 0.000235 | 0.000378 | 0.000526 | 0.00084 | 0.001011 | 0.001174 | 0.001313 | 0.001357 | 0.001318 | 0.001098
0.005047 | 0.004602 | 0.00458 | 0.004278 | 0.003832 | 0.003505 | 0.003019 | 0.002611 | 0.002345 | 0.002004 | 0.001719 | 0.001542 | 0.001154 | 0.000942 | 0.000825 | 0.000414 | 0.00028 | 0.000144 | 3.2e-05 | -7.6e-05 | -0.000117 | -0.000205 | -0.00024 | -0.000222 | -0.000118 | 0 | 0.000263 | 0.000376 | 0.000581 | 0.000893 | 0.001098 | 0.001277 | 0.001446 | 0.001572 | 0.001489 | 0.001327
0.004921 | 0.004469 | 0.00441 | 0.004073 | 0.003677 | 0.003324 | 0.002883 | 0.002419 | 0.00213 | 0.001759 | 0.001484 | 0.001407 | 0.000877 | 0.000775 | 0.000636 | 0.000283 | 6.5e-05 | -7.4e-05 | -6.6e-05 | -0.000162 | -0.000203 | -0.000336 | -0.000277 | -0.000276 | -0.000177 | 0 | 0.000174 | 0.000374 | 0.000602 | 0.00083 | 0.001099 | 0.00131 | 0.001464 | 0.001606 | 0.001569 | 0.001286
0.004766 | 0.004319 | 0.004213 | 0.003922 | 0.00346 | 0.003151 | 0.002673 | 0.00225 | 0.001883 | 0.001629 | 0.001317 | 0.00118 | 0.000851 | 0.000699 | 0.000479 | 0.000192 | -8.2e-05 | -0.000138 | -0.000145 | -0.000301 | -0.00025 | -0.000394 | -0.000341 | -0.000281 | -0.000155 | 0 | 0.000271 | 0.000397 | 0.000596 | 0.00093 | 0.001149 | 0.001427 | 0.001577 | 0.001691 | 0.001715 | 0.001645
0.004663 | 0.004208 | 0.004131 | 0.0038 | 0.003343 | 0.002999 | 0.00254 | 0.002143 | 0.00184 | 0.001545 | 0.001304 | 0.001147 | 0.000743 | 0.000574 | 0.000396 | 0.000109 | -7.5e-05 | -0.000177 | -0.000171 | -0.000353 | -0.000322 | -0.000419 | -0.000383 | -0.000349 | -0.000201 | 0 | 0.000189 | 0.000438 | 0.000652 | 0.000929 | 0.001211 | 0.001453 | 0.001668 | 0.001798 | 0.001797 | 0.0018
0.004329 | 0.003912 | 0.00382 | 0.003557 | 0.003083 | 0.002767 | 0.00236 | 0.001932 | 0.001661 | 0.001401 | 0.001208 | 0.00107 | 0.000671 | 0.000526 | 0.000386 | 5.2e-05 | -0.000146 | -0.000231 | -0.000195 | -0.000329 | -0.000315 | -0.000384 | -0.000366 | -0.000268 | -0.000131 | 0 | 0.000281 | 0.000442 | 0.000726 | 0.001022 | 0.001253 | 0.001521 | 0.001734 | 0.00188 | 0.00188 | 0.001718
0.00439 | 0.003875 | 0.003771 | 0.003443 | 0.00297 | 0.002628 | 0.002198 | 0.001866 | 0.001555 | 0.001264 | 0.001068 | 0.000926 | 0.000536 | 0.000459 | 0.000235 | -1.2e-05 | -0.000184 | -0.000276 | -0.000309 | -0.00036 | -0.000396 | -0.000443 | -0.000387 | -0.000344 | -0.000208 | 0 | 0.000274 | 0.000396 | 0.0007 | 0.000986 | 0.001247 | 0.00149 | 0.001689 | 0.001846 | 0.001863 | 0.001754
0.004379 | 0.003863 | 0.003709 | 0.003366 | 0.00292 | 0.002575 | 0.002156 | 0.00183 | 0.001496 | 0.001321 | 0.001036 | 0.000948 | 0.000572 | 0.000457 | 0.000375 | 5.6e-05 | -0.000156 | -0.000257 | -0.000288 | -0.000358 | -0.00035 | -0.000411 | -0.000384 | -0.000344 | -0.000213 | 0 | 0.00025 | 0.000451 | 0.000694 | 0.000985 | 0.001325 | 0.001526 | 0.001761 | 0.001876 | 0.001984 | 0.001821
0.004559 | 0.003989 | 0.003756 | 0.003356 | 0.002862 | 0.002508 | 0.002103 | 0.001791 | 0.001481 | 0.001218 | 0.001003 | 0.000905 | 0.000547 | 0.000438 | 0.000276 | 4.6e-05 | -0.000165 | -0.000232 | -0.000267 | -0.000323 | -0.000357 | -0.000408 | -0.000401 | -0.000295 | -0.000201 | 0 | 0.000258 | 0.000443 | 0.000694 | 0.000986 | 0.001285 | 0.00154 | 0.001688 | 0.001855 | 0.001984 | 0.001837
0.004062 | 0.003632 | 0.003456 | 0.003114 | 0.002686 | 0.00233 | 0.001941 | 0.001666 | 0.001385 | 0.001171 | 0.000938 | 0.00084 | 0.000571 | 0.000437 | 0.000301 | 3.6e-05 | -0.000133 | -0.000219 | -0.000256 | -0.000353 | -0.000362 | -0.000418 | -0.000398 | -0.000348 | -0.000193 | 0 | 0.000202 | 0.000375 | 0.000602 | 0.000947 | 0.001205 | 0.001435 | 0.001678 | 0.001789 | 0.001909 | 0.001698
0.003407 | 0.003059 | 0.002909 | 0.002605 | 0.002201 | 0.001965 | 0.001625 | 0.001387 | 0.001166 | 0.000931 | 0.000778 | 0.000661 | 0.000432 | 0.00028 | 0.000198 | -7e-05 | -0.00019 | -0.000247 | -0.000223 | -0.00033 | -0.000367 | -0.000398 | -0.000357 | -0.000336 | -0.000166 | 0 | 0.00021 | 0.000407 | 0.000608 | 0.000899 | 0.001183 | 0.001386 | 0.001579 | 0.001716 | 0.001721 | 0.001703
0.002741 | 0.002553 | 0.002446 | 0.002232 | 0.001907 | 0.001677 | 0.001419 | 0.001222 | 0.001072 | 0.000851 | 0.000703 | 0.000636 | 0.000368 | 0.000304 | 0.000159 | -2e-06 | -0.000117 | -0.000184 | -0.000205 | -0.000288 | -0.000289 | -0.000359 | -0.000324 | -0.000266 | -0.000136 | 0 | 0.000173 | 0.000431 | 0.000584 | 0.000874 | 0.001138 | 0.001277 | 0.001501 | 0.00162 | 0.001667 | 0.001581
0.002555 | 0.00237 | 0.002225 | 0.001997 | 0.001671 | 0.001432 | 0.001191 | 0.001032 | 0.000935 | 0.00071 | 0.000611 | 0.000482 | 0.000298 | 0.000163 | 0.000123 | -4.1e-05 | -0.000152 | -0.000183 | -0.000186 | -0.000261 | -0.000303 | -0.000313 | -0.000309 | -0.000292 | -0.000122 | 0 | 0.000206 | 0.000376 | 0.00054 | 0.000786 | 0.001 | 0.001216 | 0.001339 | 0.00148 | 0.001505 | 0.001353
0.002547 | 0.002295 | 0.0021 | 0.001865 | 0.001559 | 0.001364 | 0.001174 | 0.001047 | 0.000929 | 0.00071 | 0.000607 | 0.00055 | 0.000352 | 0.000264 | 0.000162 | -1e-06 | -5e-05 | -8.7e-05 | -8.4e-05 | -0.000192 | -0.000209 | -0.000245 | -0.000255 | -0.000233 | -0.00011 | 0 | 0.000198 | 0.000353 | 0.0005 | 0.000737 | 0.000927 | 0.001081 | 0.001254 | 0.001336 | 0.001348 | 0.001383
0.002791 | 0.002501 | 0.002249 | 0.001967 | 0.001669 | 0.00149 | 0.00128 | 0.00112 | 0.001 | 0.00083 | 0.000695 | 0.000642 | 0.000438 | 0.000366 | 0.000278 | 9.3e-05 | 3.5e-05 | -4.1e-05 | -2.5e-05 | -0.000159 | -0.000196 | -0.000219 | -0.000227 | -0.00019 | -0.000125 | 0 | 0.000152 | 0.000269 | 0.000427 | 0.000667 | 0.000804 | 0.000983 | 0.001069 | 0.001184 | 0.001237 | 0.001108
0.004507 | 0.004536 | 0.00425 | 0.003813 | 0.003304 | 0.002904 | 0.002485 | 0.002158 | 0.001864 | 0.00156 | 0.001352 | 0.001146 | 0.0009 | 0.000695 | 0.000553 | 0.000312 | 0.000148 | 0.000104 | 8.8e-05 | 7e-06 | 6.8e-05 | -5e-06 | -6.2e-05 | -8.9e-05 | -7e-06 | 0 | 2.9e-05 | 7e-05 | 0.000117 | 0.000111 | 0.00013 | 0.000184 | 0.000183 | 0.000183 | 0.000121 | 5.2e-05
0.004646 | 0.004586 | 0.00431 | 0.003873 | 0.003342 | 0.00299 | 0.002538 | 0.002205 | 0.001943 | 0.001674 | 0.001438 | 0.001266 | 0.001053 | 0.000869 | 0.000702 | 0.000423 | 0.000295 | 0.000216 | 0.000188 | 9.3e-05 | 0.000124 | 5.2e-05 | 1e-06 | -1.9e-05 | -2e-05 | 0 | 1.1e-05 | 6.6e-05 | 0.000103 | 8.9e-05 | 8.5e-05 | 0.000119 | 0.000135 | 9.2e-05 | 0.000131 | 9.2e-05
0.004674 | 0.004598 | 0.004328 | 0.003839 | 0.003318 | 0.002927 | 0.002513 | 0.002187 | 0.001934 | 0.001681 | 0.001424 | 0.001264 | 0.001029 | 0.000852 | 0.000679 | 0.000453 | 0.000322 | 0.000228 | 0.000267 | 0.000138 | 0.000213 | 7e-05 | 2.2e-05 | -8e-06 | 2e-05 | 0 | 2.6e-05 | 7.8e-05 | 3.4e-05 | 2.6e-05 | 3.6e-05 | 4.5e-05 | 1.5e-05 | -1.1e-05 | -2e-05 | -2.6e-05
0.004582 | 0.004428 | 0.004178 | 0.003764 | 0.003304 | 0.002941 | 0.002549 | 0.002221 | 0.001965 | 0.001684 | 0.001481 | 0.001322 | 0.001084 | 0.000888 | 0.000744 | 0.000492 | 0.000404 | 0.000301 | 0.000253 | 0.000191 | 0.000187 | 8.9e-05 | 1.4e-05 | -2e-06 | 3.8e-05 | 0 | -1.1e-05 | 2e-05 | 2e-05 | -3e-05 | -2.9e-05 | -2.2e-05 | -4.6e-05 | -8.4e-05 | -8.7e-05 | -0.000137
0.004542 | 0.004341 | 0.004075 | 0.003618 | 0.003148 | 0.002734 | 0.002338 | 0.002039 | 0.001831 | 0.001574 | 0.001367 | 0.001231 | 0.001005 | 0.000869 | 0.000747 | 0.000527 | 0.000393 | 0.00034 | 0.000341 | 0.000232 | 0.000232 | 0.000129 | 6.5e-05 | 1.7e-05 | 3.8e-05 | 0 | 1.5e-05 | 6e-05 | 3.2e-05 | -1e-05 | -2e-05 | 7e-06 | -3.1e-05 | -0.000107 | -8.9e-05 | -0.000228
0.004588 | 0.004341 | 0.004064 | 0.003643 | 0.003169 | 0.002795 | 0.002418 | 0.002109 | 0.001892 | 0.001643 | 0.001411 | 0.001256 | 0.001034 | 0.000913 | 0.000753 | 0.00054 | 0.00043 | 0.00037 | 0.000349 | 0.000243 | 0.00023 | 0.000134 | 6.3e-05 | 3.3e-05 | 4.5e-05 | 0 | 0 | 4e-06 | -1.4e-05 | -4.5e-05 | -6.1e-05 | -3.8e-05 | -5.6e-05 | -0.000111 | -0.000113 | -0.000209
0.004396 | 0.004152 | 0.003876 | 0.003447 | 0.002936 | 0.002561 | 0.002222 | 0.001961 | 0.001795 | 0.001522 | 0.001398 | 0.00124 | 0.001018 | 0.000859 | 0.000743 | 0.000524 | 0.000423 | 0.000377 | 0.000315 | 0.000227 | 0.000223 | 0.000139 | 6.6e-05 | 2e-06 | 2.6e-05 | 0 | 2e-06 | 2.5e-05 | 1.2e-05 | -1.3e-05 | -8e-06 | -1.3e-05 | -3.6e-05 | -6.6e-05 | -7.1e-05 | -0.000222
0.004199 | 0.003964 | 0.003735 | 0.003283 | 0.002853 | 0.002505 | 0.002156 | 0.001872 | 0.001699 | 0.001463 | 0.001277 | 0.001125 | 0.000946 | 0.000806 | 0.000665 | 0.00045 | 0.000393 | 0.00033 | 0.000291 | 0.000207 | 0.000207 | 0.000103 | 1.4e-05 | -2.7e-05 | 3.4e-05 | 0 | -4e-05 | 2.1e-05 | 1.8e-05 | -1.5e-05 | -4e-06 | -1e-06 | -6e-06 | -4.1e-05 | -4.5e-05 | -0.000177
0.004111 | 0.003823 | 0.003538 | 0.003166 | 0.002712 | 0.002377 | 0.002032 | 0.001725 | 0.001589 | 0.001326 | 0.001182 | 0.00107 | 0.00084 | 0.000727 | 0.00063 | 0.000426 | 0.00033 | 0.000302 | 0.000264 | 0.000162 | 0.000173 | 0.000111 | 8e-06 | -2.8e-05 | 3e-06 | 0 | 1.5e-05 | 3.1e-05 | 5.5e-05 | 4.7e-05 | 3e-05 | 5.5e-05 | 8.4e-05 | 3.8e-05 | 5.3e-05 | -1.1e-05
0.003925 | 0.003641 | 0.003438 | 0.003014 | 0.002527 | 0.002148 | 0.001808 | 0.001555 | 0.001423 | 0.001189 | 0.001058 | 0.00093 | 0.000753 | 0.000638 | 0.000555 | 0.000372 | 0.000299 | 0.000253 | 0.00024 | 0.000144 | 0.000146 | 8.5e-05 | -6e-06 | -9e-06 | 4.7e-05 | 0 | 4.1e-05 | 9.7e-05 | 0.000113 | 0.000118 | 0.000145 | 0.000183 | 0.000195 | 0.000195 | 0.000174 | 0.00015
0.003542 | 0.003524 | 0.003333 | 0.002903 | 0.002437 | 0.00209 | 0.001762 | 0.001518 | 0.001359 | 0.001149 | 0.001006 | 0.000865 | 0.000669 | 0.000541 | 0.000446 | 0.000251 | 0.000212 | 0.00014 | 0.000125 | 4.7e-05 | 6e-05 | 3.7e-05 | -5.7e-05 | -7.1e-05 | -6.4e-05 | 0 | 7e-06 | 9.8e-05 | 0.000132 | 0.000159 | 0.00018 | 0.000223 | 0.000225 | 0.00028 | 0.000276 | 0.000252
0.003257 | 0.003133 | 0.002954 | 0.0027 | 0.002336 | 0.00197 | 0.001653 | 0.001386 | 0.001212 | 0.001026 | 0.000883 | 0.000789 | 0.000589 | 0.000481 | 0.000423 | 0.000228 | 0.000164 | 0.000127 | 8.8e-05 | 2e-05 | 3.4e-05 | -4e-05 | -3.7e-05 | -9.6e-05 | -2.1e-05 | 0 | 6.4e-05 | 0.000134 | 0.000187 | 0.00021 | 0.000279 | 0.000352 | 0.000366 | 0.000419 | 0.000437 | 0.000406
0.003082 | 0.002906 | 0.002768 | 0.002381 | 0.001944 | 0.001685 | 0.001477 | 0.001267 | 0.001135 | 0.000943 | 0.00079 | 0.000714 | 0.000536 | 0.000418 | 0.000339 | 0.000165 | 9.1e-05 | 4.2e-05 | 4.4e-05 | -5.3e-05 | -2e-05 | -0.000101 | -0.000108 | -9.9e-05 | -4.3e-05 | 0 | 9e-05 | 0.000163 | 0.000232 | 0.000289 | 0.000356 | 0.000431 | 0.000461 | 0.000519 | 0.000548 | 0.000425
0.003074 | 0.002881 | 0.00276 | 0.002352 | 0.001926 | 0.001565 | 0.001251 | 0.000961 | 0.000857 | 0.00071 | 0.0006 | 0.000567 | 0.000395 | 0.000346 | 0.000252 | 8.8e-05 | 4.1e-05 | -1.5e-05 | -2.3e-05 | -0.000104 | -8.2e-05 | -0.000122 | -0.000169 | -0.000133 | -4.3e-05 | 0 | 0.000105 | 0.000179 | 0.000263 | 0.000335 | 0.00041 | 0.000497 | 0.000604 | 0.000652 | 0.000702 | 0.000587
0.003093 | 0.002915 | 0.002733 | 0.002334 | 0.001876 | 0.001547 | 0.001237 | 0.000955 | 0.000785 | 0.000605 | 0.000449 | 0.000371 | 0.000182 | 0.000108 | 0.000185 | 6.1e-05 | -3.5e-05 | -6.6e-05 | -0.000112 | -0.000135 | -0.000105 | -0.000187 | -0.000181 | -0.000145 | -4.3e-05 | 0 | 0.000105 | 0.000208 | 0.000301 | 0.000394 | 0.0005 | 0.000607 | 0.000699 | 0.000757 | 0.000844 | 0.000726
0.003085 | 0.002943 | 0.002754 | 0.002324 | 0.001889 | 0.001535 | 0.001228 | 0.00096 | 0.000786 | 0.000611 | 0.000483 | 0.000483 | 0.00033 | 0.000285 | 0.000185 | 1.8e-05 | -6.6e-05 | -9.5e-05 | -8.8e-05 | -0.00018 | -0.000149 | -0.000218 | -0.000224 | -0.000192 | -8.5e-05 | 0 | 9.1e-05 | 0.000203 | 0.000314 | 0.000467 | 0.000562 | 0.00068 | 0.00075 | 0.000871 | 0.000952 | 0.000819
0.003078 | 0.002925 | 0.002724 | 0.002326 | 0.001865 | 0.001535 | 0.001171 | 0.000974 | 0.000895 | 0.00081 | 0.00066 | 0.000513 | 0.00031 | 0.000219 | 0.000128 | -1.2e-05 | -8.8e-05 | -0.00014 | -0.000172 | -0.000228 | -0.000207 | -0.000248 | -0.000256 | -0.00021 | -0.000108 | 0 | 9.8e-05 | 0.000209 | 0.000376 | 0.000478 | 0.000585 | 0.000733 | 0.000834 | 0.000967 | 0.00098 | 0.00094
0.003148 | 0.003005 | 0.002823 | 0.00238 | 0.001948 | 0.001693 | 0.001428 | 0.001216 | 0.001026 | 0.000839 | 0.000676 | 0.000612 | 0.000404 | 0.000276 | 0.00017 | 2.7e-05 | -8.4e-05 | -0.000115 | -0.000159 | -0.000231 | -0.000205 | -0.000259 | -0.000269 | -0.000217 | -8.2e-05 | 0 | 0.000116 | 0.000232 | 0.000376 | 0.000485 | 0.000652 | 0.000792 | 0.000906 | 0.001016 | 0.001136 | 0.001079
0.003196 | 0.003102 | 0.003024 | 0.002708 | 0.002302 | 0.001908 | 0.001555 | 0.001278 | 0.001108 | 0.000908 | 0.000755 | 0.000649 | 0.000426 | 0.000322 | 0.000231 | 2.4e-05 | -4.2e-05 | -0.000104 | -0.000109 | -0.000231 | -0.000173 | -0.000231 | -0.000235 | -0.000201 | -8.3e-05 | 0 | 0.000119 | 0.00029 | 0.000426 | 0.000588 | 0.000738 | 0.000866 | 0.000972 | 0.001128 | 0.001199 | 0.001254
0.003351 | 0.003463 | 0.003262 | 0.002821 | 0.002329 | 0.001954 | 0.0016 | 0.001323 | 0.001096 | 0.000945 | 0.000794 | 0.000709 | 0.000467 | 0.000349 | 0.000222 | 5e-05 | -6.5e-05 | -0.000109 | -0.000186 | -0.000251 | -0.000199 | -0.000253 | -0.000266 | -0.000225 | -0.000118 | 0 | 0.000141 | 0.000283 | 0.000447 | 0.000612 | 0.000756 | 0.000899 | 0.001045 | 0.001165 | 0.001242 | 0.001233
0.003555 | 0.003457 | 0.003262 | 0.002792 | 0.002301 | 0.001928 | 0.001597 | 0.001307 | 0.001131 | 0.000949 | 0.000789 | 0.000703 | 0.000492 | 0.000396 | 0.000272 | 6.7e-05 | -2.5e-05 | -7e-05 | -0.000155 | -0.000256 | -0.000207 | -0.000279 | -0.000293 | -0.000213 | -0.000109 | 0 | 0.000183 | 0.000322 | 0.000466 | 0.000601 | 0.000804 | 0.000925 | 0.001093 | 0.001223 | 0.001317 | 0.001226
0.00354 | 0.003529 | 0.003338 | 0.002888 | 0.002399 | 0.002025 | 0.001662 | 0.001385 | 0.001216 | 0.000995 | 0.000836 | 0.000739 | 0.000504 | 0.000384 | 0.000259 | 8.6e-05 | -7e-06 | -8.1e-05 | -0.000156 | -0.000236 | -0.000195 | -0.000289 | -0.00028 | -0.000237 | -0.000109 | 0 | 0.000127 | 0.000332 | 0.000456 | 0.000645 | 0.000807 | 0.000937 | 0.001112 | 0.001244 | 0.001362 | 0.001171
0.0034 | 0.003373 | 0.003176 | 0.002764 | 0.002281 | 0.001922 | 0.001574 | 0.001295 | 0.001125 | 0.000961 | 0.000776 | 0.000682 | 0.000447 | 0.000372 | 0.000252 | 9.6e-05 | -2.8e-05 | -0.000133 | -0.00016 | -0.000227 | -0.000242 | -0.000278 | -0.000302 | -0.000216 | -0.000102 | 0 | 0.000171 | 0.000294 | 0.000492 | 0.00063 | 0.000821 | 0.000987 | 0.001148 | 0.00129 | 0.001368 | 0.00133
0.003431 | 0.003482 | 0.003339 | 0.00292 | 0.00243 | 0.002028 | 0.001713 | 0.001412 | 0.001225 | 0.001039 | 0.000869 | 0.000767 | 0.000554 | 0.000451 | 0.000308 | 0.000102 | -6e-06 | -8.8e-05 | -0.000152 | -0.000247 | -0.00021 | -0.000319 | -0.000311 | -0.000248 | -0.000126 | 0 | 0.000135 | 0.000298 | 0.000466 | 0.000628 | 0.000808 | 0.000985 | 0.001132 | 0.001292 | 0.001397 | 0.001376
0.003282 | 0.003317 | 0.00317 | 0.002747 | 0.002277 | 0.001948 | 0.001596 | 0.001319 | 0.001107 | 0.000954 | 0.00078 | 0.000705 | 0.000471 | 0.000372 | 0.000252 | 5.5e-05 | -2.3e-05 | -0.000115 | -0.000142 | -0.000256 | -0.000253 | -0.000286 | -0.000274 | -0.000252 | -0.000153 | 0 | 0.000183 | 0.000293 | 0.000476 | 0.00065 | 0.000828 | 0.001019 | 0.001166 | 0.001312 | 0.001381 | 0.001474
0.003071 | 0.003153 | 0.003022 | 0.002626 | 0.002137 | 0.00182 | 0.001512 | 0.001244 | 0.001005 | 0.000922 | 0.000703 | 0.000672 | 0.000443 | 0.000346 | 0.000262 | 8.6e-05 | -5.6e-05 | -0.000102 | -0.000147 | -0.000257 | -0.000235 | -0.000307 | -0.000323 | -0.000233 | -0.00014 | 0 | 0.000159 | 0.00028 | 0.000512 | 0.000686 | 0.000838 | 0.001019 | 0.001168 | 0.001307 | 0.001394 | 0.001367
0.002704 | 0.002822 | 0.0027 | 0.002304 | 0.001863 | 0.001605 | 0.001293 | 0.001064 | 0.00088 | 0.000769 | 0.000628 | 0.000532 | 0.000319 | 0.000243 | 0.00012 | 1.2e-05 | -8.8e-05 | -0.000148 | -0.000208 | -0.000276 | -0.000252 | -0.000359 | -0.000379 | -0.00023 | -0.00013 | 0 | 0.000172 | 0.000333 | 0.000487 | 0.000669 | 0.000835 | 0.000999 | 0.001159 | 0.001313 | 0.001384 | 0.001355
0.001892 | 0.002118 | 0.002078 | 0.001805 | 0.0014 | 0.001168 | 0.000906 | 0.000727 | 0.000598 | 0.000491 | 0.000407 | 0.00033 | 0.000135 | 7.7e-05 | -2e-06 | -0.000104 | -0.000214 | -0.00026 | -0.00025 | -0.000299 | -0.000311 | -0.00033 | -0.000364 | -0.000251 | -8.9e-05 | 0 | 0.000171 | 0.000356 | 0.000491 | 0.000675 | 0.000877 | 0.001044 | 0.001188 | 0.001331 | 0.00142 | 0.001441
0.001378 | 0.001607 | 0.001627 | 0.001349 | 0.000978 | 0.000773 | 0.000568 | 0.000434 | 0.000328 | 0.00024 | 0.000127 | 9.8e-05 | -4.3e-05 | -0.00011 | -0.000137 | -0.000287 | -0.000307 | -0.000354 | -0.000351 | -0.000345 | -0.000329 | -0.000366 | -0.00036 | -0.000295 | -0.000111 | 0 | 0.000204 | 0.000322 | 0.000503 | 0.000741 | 0.000918 | 0.001046 | 0.001234 | 0.001399 | 0.001451 | 0.001449
0.000956 | 0.001226 | 0.001211 | 0.000951 | 0.000629 | 0.000462 | 0.000256 | 0.000126 | 5e-05 | -3.3e-05 | -0.000121 | -0.000117 | -0.000297 | -0.000326 | -0.000351 | -0.000471 | -0.0005 | -0.000487 | -0.000463 | -0.000514 | -0.000463 | -0.000471 | -0.000405 | -0.000375 | -0.000193 | 0 | 0.000131 | 0.000315 | 0.000538 | 0.000727 | 0.000928 | 0.001116 | 0.00129 | 0.001443 | 0.001521 | 0.001427
0.000645 | 0.000918 | 0.000989 | 0.000778 | 0.000459 | 0.000262 | 8.2e-05 | -1e-06 | -7.8e-05 | -0.000124 | -0.000218 | -0.000248 | -0.000368 | -0.000423 | -0.000409 | -0.000511 | -0.000538 | -0.000517 | -0.000498 | -0.000503 | -0.00041 | -0.00043 | -0.000418 | -0.000324 | -0.000125 | 0 | 0.000235 | 0.000417 | 0.000625 | 0.000842 | 0.001071 | 0.001254 | 0.001457 | 0.001639 | 0.001708 | 0.001598
0.000346 | 0.000555 | 0.000607 | 0.000424 | 0.000122 | -6.1e-05 | -0.000209 | -0.000267 | -0.00033 | -0.000404 | -0.000453 | -0.000436 | -0.0006 | -0.000608 | -0.000567 | -0.000682 | -0.000663 | -0.000641 | -0.000571 | -0.000612 | -0.000522 | -0.000505 | -0.000443 | -0.000346 | -0.000177 | 0 | 0.00019 | 0.000405 | 0.00061 | 0.00088 | 0.001094 | 0.001307 | 0.001493 | 0.001699 | 0.001775 | 0.001745
3e-06 | 0.000228 | 0.000328 | 0.00018 | -9.1e-05 | -0.000234 | -0.000384 | -0.000447 | -0.00043 | -0.000523 | -0.000574 | -0.000587 | -0.000708 | -0.00069 | -0.000676 | -0.00081 | -0.000763 | -0.000693 | -0.000673 | -0.000648 | -0.000518 | -0.00057 | -0.000523 | -0.000404 | -0.000184 | 0 | 0.000214 | 0.000414 | 0.000667 | 0.000886 | 0.001155 | 0.00138 | 0.001596 | 0.001767 | 0.001899 | 0.00179
-7.7e-05 | 8.3e-05 | 0.000161 | 2.1e-05 | -0.000218 | -0.000369 | -0.000501 | -0.000559 | -0.000533 | -0.000626 | -0.000636 | -0.000673 | -0.00083 | -0.000746 | -0.000759 | -0.000858 | -0.000815 | -0.000717 | -0.000694 | -0.000713 | -0.000569 | -0.000551 | -0.000503 | -0.000353 | -0.000196 | 0 | 0.000208 | 0.000471 | 0.000698 | 0.00095 | 0.001219 | 0.001451 | 0.001671 | 0.001858 | 0.001979 | 0.001947
8.4e-05 | 8e-05 | 0.00013 | -4.5e-05 | -0.000312 | -0.000387 | -0.000601 | -0.000659 | -0.000594 | -0.000716 | -0.00076 | -0.000818 | -0.000895 | -0.000855 | -0.000825 | -0.000933 | -0.000905 | -0.000864 | -0.000769 | -0.000764 | -0.000618 | -0.000598 | -0.000523 | -0.00038 | -0.000189 | 0 | 0.000229 | 0.000464 | 0.000738 | 0.000923 | 0.001231 | 0.001503 | 0.001712 | 0.001834 | 0.002016 | 0.00201
-0.00011 | -0.000129 | -9.3e-05 | -0.000252 | -0.000515 | -0.000621 | -0.000789 | -0.000798 | -0.000781 | -0.000894 | -0.000886 | -0.00089 | -0.001011 | -0.000988 | -0.000943 | -0.001088 | -0.001031 | -0.000985 | -0.000827 | -0.000797 | -0.000637 | -0.000638 | -0.000578 | -0.000418 | -0.00026 | 0 | 0.000242 | 0.00047 | 0.000697 | 0.000966 | 0.001256 | 0.001519 | 0.00176 | 0.001864 | 0.002091 | 0.001967
-0.000148 | -0.000274 | -0.000237 | -0.000443 | -0.000683 | -0.000751 | -0.000937 | -0.000937 | -0.000906 | -0.000939 | -0.00094 | -0.000974 | -0.001093 | -0.000984 | -0.000965 | -0.001104 | -0.001035 | -0.000944 | -0.000765 | -0.000758 | -0.000638 | -0.000606 | -0.00052 | -0.000352 | -0.000137 | 0 | 0.000269 | 0.000538 | 0.000746 | 0.001057 | 0.001285 | 0.001587 | 0.001842 | 0.001924 | 0.00209 | 0.001905
-8.9e-05 | -0.000265 | -0.000286 | -0.000436 | -0.000633 | -0.000735 | -0.000868 | -0.000928 | -0.000831 | -0.000932 | -0.000991 | -0.000919 | -0.001101 | -0.001026 | -0.001004 | -0.001079 | -0.001035 | -0.000984 | -0.000883 | -0.000801 | -0.000619 | -0.00062 | -0.000555 | -0.000437 | -0.000191 | 0 | 0.000214 | 0.000459 | 0.000731 | 0.000941 | 0.001257 | 0.001531 | 0.001737 | 0.001864 | 0.002063 | 0.001881
0.000325 | 6.7e-05 | 6e-06 | -0.000215 | -0.000408 | -0.000562 | -0.000763 | -0.000748 | -0.000715 | -0.000798 | -0.000895 | -0.000839 | -0.001034 | -0.000974 | -0.000863 | -0.001037 | -0.001015 | -0.000867 | -0.000756 | -0.000784 | -0.000606 | -0.00058 | -0.000518 | -0.000359 | -0.000151 | 0 | 0.000312 | 0.000546 | 0.000724 | 0.000983 | 0.001245 | 0.001531 | 0.001715 | 0.001877 | 0.002029 | 0.001897
0.000277 | -2.5e-05 | -0.000103 | -0.000323 | -0.000528 | -0.000631 | -0.000837 | -0.000833 | -0.000742 | -0.000893 | -0.000833 | -0.000861 | -0.001004 | -0.000947 | -0.000934 | -0.00102 | -0.000987 | -0.000886 | -0.000764 | -0.000748 | -0.000568 | -0.000524 | -0.000492 | -0.000384 | -0.000155 | 0 | 0.000232 | 0.000478 | 0.000697 | 0.000894 | 0.00118 | 0.001412 | 0.001606 | 0.001764 | 0.001904 | 0.00168
0.000784 | 0.000401 | 0.00024 | -3.4e-05 | -0.000292 | -0.00044 | -0.000614 | -0.000653 | -0.000533 | -0.000751 | -0.000757 | -0.000729 | -0.000914 | -0.000818 | -0.000774 | -0.000984 | -0.00088 | -0.000811 | -0.000724 | -0.00073 | -0.000468 | -0.000555 | -0.000416 | -0.000376 | -0.000106 | 0 | 0.000191 | 0.000475 | 0.000658 | 0.000898 | 0.001095 | 0.001361 | 0.001515 | 0.001704 | 0.001776 | 0.001449
0.000745 | 0.000337 | 0.000178 | -0.000118 | -0.00039 | -0.00053 | -0.000748 | -0.00078 | -0.000631 | -0.000783 | -0.000794 | -0.000766 | -0.000964 | -0.000881 | -0.000812 | -0.00107 | -0.000954 | -0.000899 | -0.00075 | -0.000749 | -0.000491 | -0.000599 | -0.000545 | -0.000452 | -0.000183 | 0 | 0.000183 | 0.000309 | 0.000531 | 0.000735 | 0.001019 | 0.001252 | 0.001365 | 0.001504 | 0.001543 | 0.001481

## ACS138_CC_tcarray
-0.036999 | -0.029517 | -0.024578 | -0.021038 | -0.018536 | -0.016874 | -0.014759 | -0.012766 | -0.014544 | -0.011719 | -0.011503 | -0.010982 | -0.009142 | -0.008007 | -0.007917 | -0.007127 | -0.005919 | -0.003844 | -0.004866 | -0.003549 | -0.004688 | -0.00249 | -0.00217 | -0.002008 | -0.000109 | 0 | -0.000124 | -0.0003 | -0.000302 | -4e-05 | -0.001683 | -0.001619 | -0.00135 | -0.002425 | -0.002575 | -0.007242
-0.031243 | -0.023938 | -0.019852 | -0.016636 | -0.015243 | -0.01252 | -0.01124 | -0.009876 | -0.011074 | -0.009992 | -0.00838 | -0.008341 | -0.00768 | -0.006893 | -0.005531 | -0.004589 | -0.003769 | -0.002756 | -0.003278 | -0.000787 | -0.002442 | -0.00175 | -0.002532 | -2.2e-05 | 9e-05 | 0 | -0.000369 | 0.000975 | 0.000599 | -0.000656 | 0.000454 | 0.000418 | 0.000133 | -0.001189 | -0.00159 | -0.001418
-0.030123 | -0.022789 | -0.018298 | -0.014804 | -0.013209 | -0.010407 | -0.010032 | -0.00863 | -0.009808 | -0.008247 | -0.006591 | -0.006594 | -0.006224 | -0.005344 | -0.004271 | -0.004081 | -0.0039 | -0.002231 | -0.00228 | -0.001126 | -0.001819 | -0.000999 | -0.000923 | -0.000763 | -1.2e-05 | 0 | 0.000136 | 0.001142 | 0.000981 | 0.000952 | 0.000323 | 0.000563 | -0.00029 | -0.001213 | -0.001536 | -0.004315
-0.026843 | -0.020519 | -0.016362 | -0.013494 | -0.012092 | -0.010083 | -0.008972 | -0.007598 | -0.008347 | -0.006482 | -0.006167 | -0.006021 | -0.005318 | -0.004951 | -0.004681 | -0.003969 | -0.003294 | -0.002474 | -0.002467 | -0.00138 | -0.001878 | -0.000659 | -0.001327 | -0.000126 | -0.000345 | 0 | -0.000285 | -9.3e-05 | 3.5e-05 | -0.001348 | -0.000362 | -0.000495 | -0.000852 | -0.00182 | -0.001972 | -0.001707
-0.021868 | -0.016369 | -0.013441 | -0.010399 | -0.008955 | -0.007213 | -0.006274 | -0.004759 | -0.006119 | -0.004935 | -0.004175 | -0.004075 | -0.003401 | -0.003163 | -0.002933 | -0.002362 | -0.002113 | -0.001076 | -0.001717 | -0.00071 | -0.001089 | -0.000828 | -0.000381 | -4.5e-05 | -0.00029 | 0 | -0.000684 | 9.9e-05 | -0.000968 | -0.000178 | -0.000164 | -0.000685 | -0.001075 | -0.002146 | -0.002899 | -0.003435
-0.020025 | -0.013249 | -0.009701 | -0.007336 | -0.006617 | -0.004603 | -0.004337 | -0.003052 | -0.003918 | -0.002798 | -0.001587 | -0.002579 | -0.002134 | -0.001853 | -0.001503 | -0.000989 | -0.00071 | 0.000255 | 0.000173 | 0.000605 | -9.8e-05 | 0.000497 | 0.000177 | 0.000563 | 0.000617 | 0 | -0.000184 | 0.000333 | 0.000612 | -0.00038 | -0.000165 | -0.00018 | -0.000545 | -0.001431 | -0.00233 | -0.001567
-0.018008 | -0.011577 | -0.008614 | -0.006481 | -0.005412 | -0.004097 | -0.003302 | -0.002116 | -0.002728 | -0.001856 | -0.000924 | -0.001972 | -0.000843 | -0.00133 | -0.001048 | -0.000512 | -0.000496 | 0.000434 | 0 | 0.00039 | -0.000207 | 0.000334 | -0.000112 | -0.000165 | 0.000517 | 0 | -0.000195 | 0.000188 | -0.000232 | -0.000434 | -0.000836 | -0.000731 | -0.001531 | -0.002586 | -0.003076 | -0.005158
-0.017402 | -0.010646 | -0.008032 | -0.005947 | -0.004855 | -0.003457 | -0.002896 | -0.001953 | -0.002228 | -0.001608 | -0.001262 | -0.001292 | -0.001167 | -0.000995 | -0.001155 | -0.000881 | -0.000116 | 0.00023 | 9.4e-05 | 0.000714 | -0.000171 | 0.000341 | -0.000108 | -1.1e-05 | -0.000212 | 0 | -0.000134 | -0.000329 | -0.000537 | -0.000872 | -0.000479 | -0.000952 | -0.000983 | -0.001994 | -0.003273 | -0.00421
-0.017918 | -0.011699 | -0.0083 | -0.006455 | -0.005441 | -0.003885 | -0.003066 | -0.002017 | -0.002571 | -0.001585 | -0.00088 | -0.000979 | -0.000839 | -0.000634 | -0.000573 | -7e-05 | 0.000101 | 0.000321 | 0.000243 | 0.000863 | -1e-05 | 0.000681 | 0.000154 | 0.000268 | 0.000475 | 0 | -0.000136 | -0.000329 | -0.000235 | -0.000833 | -0.000741 | -0.000826 | -0.001233 | -0.002084 | -0.002469 | -0.002665
-0.017467 | -0.011753 | -0.009283 | -0.007182 | -0.005618 | -0.004215 | -0.003668 | -0.002618 | -0.002823 | -0.00219 | -0.00181 | -0.001991 | -0.001489 | -0.001056 | -0.001409 | -0.000904 | -0.000435 | -0.000102 | -0.000162 | 0.000242 | -0.000131 | -0.000157 | -0.000334 | -1.6e-05 | -0.000108 | 0 | -0.00045 | -0.000347 | -0.000525 | -0.000441 | -0.000686 | -0.00062 | -0.001377 | -0.002379 | -0.002624 | -0.004325
-0.017302 | -0.012234 | -0.009755 | -0.00753 | -0.006444 | -0.005103 | -0.004364 | -0.003092 | -0.003567 | -0.002896 | -0.002157 | -0.001873 | -0.001474 | -0.001103 | -0.00096 | -0.000493 | -0.000593 | 0.000274 | -1.6e-05 | 0.000441 | -0.00014 | 0.000611 | 8.5e-05 | 3e-05 | 0.000368 | 0 | 0.000376 | 0.00021 | -5.4e-05 | -7e-06 | 3.5e-05 | 0.00013 | -1.6e-05 | -0.000734 | -0.001217 | -0.001617
-0.017684 | -0.013591 | -0.011301 | -0.00979 | -0.008364 | -0.006596 | -0.006024 | -0.004794 | -0.004565 | -0.003602 | -0.003012 | -0.002899 | -0.001903 | -0.001956 | -0.001442 | -0.001215 | -0.000803 | -0.000265 | -0.000327 | 0.000286 | -0.000374 | -3e-06 | -0.000495 | -9.7e-05 | 0.000163 | 0 | -0.000108 | 3.2e-05 | 0.000189 | -0.000274 | -8.8e-05 | -6.5e-05 | -4.7e-05 | -0.000712 | -0.000963 | -0.00134
-0.019014 | -0.014913 | -0.012698 | -0.010502 | -0.008871 | -0.007463 | -0.006702 | -0.005458 | -0.005772 | -0.005039 | -0.004308 | -0.004074 | -0.003374 | -0.002577 | -0.002459 | -0.001747 | -0.001293 | -0.000613 | -0.000727 | -0.000579 | -0.00058 | -0.000566 | -0.000485 | -0.000337 | -9.4e-05 | 0 | -0.000171 | 0.000412 | 0.0004 | 0.000445 | 0.000203 | -0.000156 | -0.000313 | -0.000386 | -0.000765 | -0.001907
-0.017864 | -0.014474 | -0.012442 | -0.010805 | -0.009557 | -0.008062 | -0.007168 | -0.006224 | -0.005944 | -0.0054 | -0.004665 | -0.004343 | -0.003088 | -0.002653 | -0.002482 | -0.002117 | -0.001651 | -0.00081 | -0.000837 | -0.00039 | -0.000626 | -0.000406 | -0.000678 | -0.000371 | 0.000123 | 0 | 0.000279 | 0.000279 | 0.000305 | 0.000327 | 0.00047 | 0.000463 | 0.000565 | 0.000312 | 0.000151 | -3.5e-05
-0.017988 | -0.014681 | -0.012704 | -0.010969 | -0.009415 | -0.007769 | -0.00697 | -0.005991 | -0.005885 | -0.005328 | -0.004679 | -0.004328 | -0.00341 | -0.002836 | -0.002318 | -0.001958 | -0.001427 | -0.001116 | -0.000681 | -0.000696 | -0.000813 | -0.000606 | -0.000823 | -0.000344 | -0.000193 | 0 | 0.000117 | 0.000556 | 0.000361 | 0.000416 | 0.000408 | 0.000476 | 0.000499 | 0.000299 | 0.000466 | -0.000131
-0.018012 | -0.014319 | -0.012226 | -0.010068 | -0.008708 | -0.007533 | -0.006747 | -0.005919 | -0.005993 | -0.005254 | -0.004763 | -0.004766 | -0.003907 | -0.003028 | -0.002714 | -0.00227 | -0.001816 | -0.001265 | -0.001223 | -0.000694 | -0.00097 | -0.000606 | -0.000686 | -0.000321 | 7.1e-05 | 0 | 0.000212 | 0.000706 | 0.000641 | 0.000723 | 0.000683 | 0.000601 | 0.000732 | 0.000406 | 0.000578 | 0.000813
-0.017312 | -0.013786 | -0.011262 | -0.009482 | -0.008203 | -0.007134 | -0.006211 | -0.005299 | -0.005146 | -0.004486 | -0.004141 | -0.003968 | -0.00322 | -0.002726 | -0.002306 | -0.001914 | -0.001505 | -0.00084 | -0.000795 | -0.000536 | -0.000727 | -0.000681 | -0.000634 | -0.000405 | -0.000167 | 0 | 0.000118 | 0.000115 | 0.000178 | 0.000354 | 0.000335 | 0.000629 | 0.000342 | 0.000477 | 0.000441 | 0.000157
-0.01629 | -0.011993 | -0.009731 | -0.00785 | -0.006243 | -0.005038 | -0.004419 | -0.003799 | -0.003651 | -0.003401 | -0.003348 | -0.003025 | -0.002603 | -0.002319 | -0.001762 | -0.001343 | -0.001063 | -0.00061 | -0.000487 | -0.000349 | -0.000582 | -0.000291 | -0.000456 | -0.000126 | 2e-05 | 0 | 0.000154 | 0.000508 | 0.000612 | 0.00043 | 0.000314 | 0.000355 | 0.000418 | 0.000234 | 0.000179 | -8.2e-05
-0.015969 | -0.011609 | -0.008822 | -0.006651 | -0.005405 | -0.004763 | -0.004262 | -0.003519 | -0.003328 | -0.003131 | -0.002652 | -0.002725 | -0.002421 | -0.002047 | -0.001727 | -0.001391 | -0.001058 | -0.000608 | -0.000609 | -0.000239 | -0.000492 | -0.00035 | -0.000199 | -0.000237 | -5.8e-05 | 0 | 5e-05 | 0.000145 | 0.000223 | 0.000278 | 0.000377 | 5.1e-05 | 0.000173 | -0.000142 | -0.00029 | -0.000449
-0.013956 | -0.009484 | -0.006766 | -0.005107 | -0.00394 | -0.0029 | -0.002227 | -0.001659 | -0.00136 | -0.001282 | -0.001408 | -0.001403 | -0.001297 | -0.001077 | -0.000716 | -0.000559 | -0.000224 | -8e-06 | 0.000145 | 0.000203 | 0.000146 | 0.000235 | -1e-05 | 0.000177 | 0.000178 | 0 | 0.00016 | 0.000126 | 0.000122 | 0.00012 | 0.0002 | 0.000318 | 0.000109 | -0.000148 | -0.000467 | 0.000114
-0.01246 | -0.007828 | -0.005317 | -0.003359 | -0.002113 | -0.001467 | -0.001262 | -0.000745 | -0.000778 | -0.000734 | -0.000586 | -0.000867 | -0.000894 | -0.00089 | -0.000502 | -0.000403 | -0.000144 | 0.000156 | -6.4e-05 | 0.000209 | 9e-05 | 0.000121 | 0.00023 | 9.2e-05 | 0.00024 | 0 | -1e-05 | 0.00022 | 0.000196 | 2.6e-05 | 2.5e-05 | -6.5e-05 | -0.000204 | -0.000742 | -0.00096 | -0.001796
-0.01291 | -0.008177 | -0.005102 | -0.003198 | -0.002262 | -0.001747 | -0.001333 | -0.000761 | -0.000665 | -0.000395 | -0.000202 | -0.000607 | -0.000624 | -0.000669 | -0.000386 | -0.000305 | -4.5e-05 | 0.000229 | 0.00023 | 0.000205 | 0.000199 | 0.000343 | 0.00025 | 0.000163 | 2e-06 | 0 | -0.000151 | -0.000178 | -0.00025 | -3e-05 | -7.6e-05 | -0.000189 | -0.00039 | -0.000744 | -0.001242 | -0.001167
-0.011282 | -0.006826 | -0.004316 | -0.002703 | -0.001538 | -0.000714 | -0.000282 | 0.00012 | 0.000266 | 0.000429 | 0.000169 | -4.8e-05 | -0.000181 | -0.000301 | -3.6e-05 | 0.000108 | 0.000205 | 0.000416 | 0.000439 | 0.000502 | 0.000511 | 0.000537 | 0.000427 | 0.000281 | 0.000143 | 0 | -8e-05 | -7.3e-05 | -6e-05 | -0.000256 | -0.000129 | -0.000175 | -0.000532 | -0.001058 | -0.001443 | -0.001646
-0.011135 | -0.006667 | -0.004295 | -0.002466 | -0.001437 | -0.000943 | -0.000593 | -0.000268 | -0.000197 | -0.000163 | 9.4e-05 | -0.000287 | -0.000369 | -0.000435 | -0.000371 | -0.000213 | 3.5e-05 | 0.000175 | 0.000125 | 0.000334 | 0.000197 | 0.000392 | 0.000435 | 0.000372 | 0.00013 | 0 | -8.4e-05 | -2.7e-05 | -9.3e-05 | -5.3e-05 | -0.000136 | -0.00015 | -0.000448 | -0.000995 | -0.00154 | -0.00202
-0.011556 | -0.007592 | -0.005102 | -0.00348 | -0.002457 | -0.001893 | -0.00138 | -0.000822 | -0.000649 | -0.000374 | -0.000386 | -0.000496 | -0.000605 | -0.000624 | -0.000573 | -0.000469 | -0.000213 | 7.4e-05 | 7e-05 | 0.000218 | 0.000228 | 0.000372 | 0.000294 | 0.000145 | 8.4e-05 | 0 | -8.1e-05 | -0.000199 | -0.000241 | -0.000191 | -0.0001 | -0.000191 | -0.000382 | -0.000947 | -0.001477 | -0.001913
-0.011502 | -0.007744 | -0.005677 | -0.004061 | -0.002871 | -0.002062 | -0.001622 | -0.001277 | -0.0011 | -0.00096 | -0.000916 | -0.000958 | -0.000904 | -0.001041 | -0.000827 | -0.000642 | -0.000348 | -0.000207 | -0.00015 | 9.2e-05 | 9.5e-05 | 0.000194 | 0.000264 | 0.000189 | 0.00011 | 0 | 1.4e-05 | -5e-05 | 8.5e-05 | -7.9e-05 | -7.1e-05 | -1.1e-05 | -0.000292 | -0.000873 | -0.00131 | -0.00145
-0.012137 | -0.008767 | -0.006798 | -0.005139 | -0.004122 | -0.003528 | -0.003118 | -0.002597 | -0.002447 | -0.002223 | -0.001753 | -0.001693 | -0.001695 | -0.001515 | -0.001459 | -0.001153 | -0.000796 | -0.000595 | -0.000468 | -0.000244 | -0.000247 | 1.6e-05 | -1.9e-05 | 5e-06 | -2.2e-05 | 0 | -6.4e-05 | 2e-06 | -2e-05 | 0.000134 | 0.000159 | 3.4e-05 | -0.000226 | -0.000655 | -0.000988 | -0.001439
-0.012751 | -0.009889 | -0.007992 | -0.006557 | -0.005468 | -0.004597 | -0.004 | -0.003423 | -0.003114 | -0.00275 | -0.002499 | -0.002346 | -0.002064 | -0.001848 | -0.001776 | -0.001442 | -0.001057 | -0.00076 | -0.00055 | -0.000398 | -0.000338 | -0.000137 | -0.000185 | -5.9e-05 | -0.000104 | 0 | 8e-06 | -1.5e-05 | 0.000107 | 0.000179 | 0.000159 | 0.000208 | 2.9e-05 | -0.000256 | -0.000599 | -0.000545
-0.013379 | -0.010711 | -0.009133 | -0.007599 | -0.006341 | -0.005309 | -0.004819 | -0.004278 | -0.004185 | -0.003721 | -0.003445 | -0.003122 | -0.002705 | -0.002527 | -0.002254 | -0.001837 | -0.001446 | -0.001073 | -0.001025 | -0.000716 | -0.000609 | -0.000423 | -0.000245 | -0.000184 | -3.9e-05 | 0 | 0.000195 | 0.000264 | 0.000319 | 0.000352 | 0.000354 | 0.00034 | 0.000292 | -3.8e-05 | -0.000172 | -0.000436
-0.014312 | -0.012059 | -0.010497 | -0.009008 | -0.007902 | -0.007126 | -0.006502 | -0.005889 | -0.00547 | -0.005118 | -0.00453 | -0.004104 | -0.003563 | -0.003215 | -0.002895 | -0.002382 | -0.002024 | -0.001606 | -0.001354 | -0.000992 | -0.000906 | -0.000753 | -0.000604 | -0.000421 | -0.000148 | 0 | 6.5e-05 | 0.00022 | 0.000309 | 0.000448 | 0.0006 | 0.000509 | 0.000447 | 0.000301 | 0.000127 | -2.2e-05
-0.014709 | -0.01274 | -0.011316 | -0.009943 | -0.008602 | -0.007548 | -0.006799 | -0.006114 | -0.005863 | -0.005434 | -0.004979 | -0.004529 | -0.00389 | -0.003435 | -0.003058 | -0.002604 | -0.002128 | -0.001588 | -0.001308 | -0.001064 | -0.000969 | -0.000817 | -0.000711 | -0.000526 | -0.000189 | 0 | 0.000165 | 0.000385 | 0.000541 | 0.000561 | 0.0006 | 0.000663 | 0.000728 | 0.000695 | 0.000603 | 0.00069
-0.015194 | -0.013275 | -0.011965 | -0.010475 | -0.009236 | -0.008215 | -0.007591 | -0.007075 | -0.006742 | -0.006244 | -0.005835 | -0.00517 | -0.004485 | -0.004043 | -0.003503 | -0.002998 | -0.002511 | -0.002 | -0.00178 | -0.001482 | -0.001331 | -0.001087 | -0.000932 | -0.000634 | -0.000269 | 0 | 0.000238 | 0.000424 | 0.000699 | 0.000725 | 0.000758 | 0.0008 | 0.000844 | 0.000852 | 0.00096 | 0.000895
-0.015634 | -0.013964 | -0.012614 | -0.011263 | -0.010083 | -0.009153 | -0.008447 | -0.007692 | -0.007286 | -0.006812 | -0.006175 | -0.005585 | -0.004839 | -0.004223 | -0.003804 | -0.003235 | -0.002665 | -0.002105 | -0.001753 | -0.001426 | -0.001288 | -0.001163 | -0.000929 | -0.00072 | -0.000209 | 0 | 0.000173 | 0.000494 | 0.0006 | 0.000875 | 0.000911 | 0.000874 | 0.000982 | 0.001133 | 0.001321 | 0.001443
-0.015496 | -0.013729 | -0.01252 | -0.011131 | -0.009784 | -0.008737 | -0.008045 | -0.007423 | -0.007147 | -0.006672 | -0.006205 | -0.005642 | -0.004904 | -0.004297 | -0.003705 | -0.003179 | -0.002654 | -0.002127 | -0.001803 | -0.001496 | -0.001325 | -0.001112 | -0.001017 | -0.000754 | -0.000336 | 0 | 0.000248 | 0.000536 | 0.000745 | 0.000803 | 0.000887 | 0.000947 | 0.001096 | 0.001246 | 0.001423 | 0.001443
-0.015431 | -0.01373 | -0.012483 | -0.011017 | -0.009895 | -0.009047 | -0.008377 | -0.007792 | -0.007401 | -0.006946 | -0.006357 | -0.005742 | -0.005052 | -0.004488 | -0.003797 | -0.003179 | -0.002719 | -0.00218 | -0.001887 | -0.001464 | -0.001413 | -0.001182 | -0.001035 | -0.000621 | -0.000217 | 0 | 0.000278 | 0.000553 | 0.000767 | 0.000905 | 0.00098 | 0.000964 | 0.001094 | 0.001248 | 0.001464 | 0.001472
-0.014796 | -0.012979 | -0.011666 | -0.010457 | -0.009326 | -0.008499 | -0.007862 | -0.007189 | -0.006744 | -0.006351 | -0.00593 | -0.005409 | -0.004748 | -0.004159 | -0.003588 | -0.003022 | -0.002406 | -0.001938 | -0.001545 | -0.001311 | -0.001252 | -0.00104 | -0.000931 | -0.000702 | -0.000256 | 0 | 0.000172 | 0.000463 | 0.000605 | 0.000802 | 0.000855 | 0.000879 | 0.000979 | 0.001225 | 0.001461 | 0.00148
-0.014559 | -0.012318 | -0.011035 | -0.009624 | -0.008477 | -0.007576 | -0.007036 | -0.006473 | -0.006191 | -0.005817 | -0.005515 | -0.005005 | -0.004408 | -0.003862 | -0.003228 | -0.002707 | -0.002267 | -0.001761 | -0.001436 | -0.001162 | -0.001089 | -0.000903 | -0.000785 | -0.000538 | -0.000207 | 0 | 0.000269 | 0.000428 | 0.000588 | 0.000704 | 0.00069 | 0.000806 | 0.000874 | 0.001041 | 0.001216 | 0.00131
-0.014137 | -0.011765 | -0.010306 | -0.008997 | -0.008023 | -0.007337 | -0.006757 | -0.006163 | -0.005912 | -0.005451 | -0.005062 | -0.004677 | -0.004138 | -0.003709 | -0.003015 | -0.002482 | -0.002069 | -0.001592 | -0.001308 | -0.001011 | -0.000957 | -0.000826 | -0.00069 | -0.000435 | -0.000113 | 0 | 0.00017 | 0.000291 | 0.000441 | 0.000511 | 0.000555 | 0.000515 | 0.000563 | 0.000651 | 0.000761 | 0.000535
-0.013274 | -0.010563 | -0.009044 | -0.007784 | -0.006718 | -0.006044 | -0.005477 | -0.004881 | -0.004585 | -0.004289 | -0.004004 | -0.003796 | -0.003437 | -0.00293 | -0.002446 | -0.001993 | -0.00145 | -0.001096 | -0.000825 | -0.000606 | -0.00055 | -0.000498 | -0.000414 | -0.000327 | -0.000149 | 0 | 9.4e-05 | 0.000273 | 0.000316 | 0.000371 | 0.000412 | 0.000347 | 0.00038 | 0.000448 | 0.000504 | 0.000684
-0.011788 | -0.008899 | -0.007416 | -0.006133 | -0.005271 | -0.004678 | -0.004259 | -0.003842 | -0.003693 | -0.003384 | -0.003232 | -0.003052 | -0.002766 | -0.002428 | -0.001898 | -0.001507 | -0.00122 | -0.000799 | -0.000594 | -0.000468 | -0.00041 | -0.000268 | -0.000257 | -0.000163 | -1.5e-05 | 0 | 0.000135 | 0.000139 | 0.000229 | 0.000235 | 0.000165 | 0.000136 | 6.6e-05 | 7.9e-05 | 2e-05 | -0.000155
-0.01046 | -0.007427 | -0.005815 | -0.004681 | -0.003941 | -0.003526 | -0.003061 | -0.002656 | -0.002448 | -0.002269 | -0.002094 | -0.002122 | -0.001933 | -0.001779 | -0.001317 | -0.000974 | -0.0007 | -0.000362 | -0.000306 | -0.000101 | -0.000146 | -7.9e-05 | -6.5e-05 | 2.8e-05 | 6e-06 | 0 | 3.6e-05 | 6e-06 | -6.1e-05 | -2.9e-05 | 3.4e-05 | -0.00011 | -0.000223 | -0.000333 | -0.000416 | -0.000567
-0.005859 | -0.003362 | -0.001729 | -0.00067 | -8.6e-05 | 0.00012 | 0.000278 | 0.000536 | 0.000574 | 0.000546 | 0.00046 | 0.000352 | 0.000262 | 0.000367 | 0.000553 | 0.000667 | 0.000763 | 0.000854 | 0.00081 | 0.000774 | 0.000582 | 0.000599 | 0.000466 | 0.00033 | 0.000192 | 0 | -0.000148 | -0.000375 | -0.00058 | -0.000645 | -0.000789 | -0.001016 | -0.001203 | -0.001393 | -0.001611 | -0.001735
-0.004194 | -0.001547 | -7.7e-05 | 0.000943 | 0.001577 | 0.001725 | 0.001857 | 0.001904 | 0.001885 | 0.001736 | 0.001571 | 0.001287 | 0.001139 | 0.001057 | 0.001226 | 0.0012 | 0.001261 | 0.001282 | 0.001178 | 0.001121 | 0.000935 | 0.000859 | 0.000675 | 0.000475 | 0.000265 | 0 | -0.000181 | -0.000374 | -0.00056 | -0.000793 | -0.000877 | -0.001118 | -0.001346 | -0.001696 | -0.001937 | -0.002317
-0.003281 | -0.000581 | 0.00099 | 0.002074 | 0.002537 | 0.002586 | 0.002625 | 0.002699 | 0.002638 | 0.002539 | 0.002345 | 0.002024 | 0.001711 | 0.001648 | 0.001701 | 0.001675 | 0.001661 | 0.001576 | 0.001457 | 0.001314 | 0.001117 | 0.001066 | 0.000845 | 0.000595 | 0.000296 | 0 | -0.000224 | -0.000476 | -0.000747 | -0.000916 | -0.001083 | -0.001228 | -0.00158 | -0.002036 | -0.002397 | -0.002524
-0.001936 | 0.000782 | 0.002367 | 0.003235 | 0.003673 | 0.003646 | 0.00367 | 0.003742 | 0.003638 | 0.003472 | 0.003217 | 0.002829 | 0.002478 | 0.00226 | 0.002317 | 0.002205 | 0.002153 | 0.002066 | 0.001848 | 0.001613 | 0.001402 | 0.001211 | 0.001002 | 0.000648 | 0.00033 | 0 | -0.000317 | -0.000664 | -0.000965 | -0.001153 | -0.001345 | -0.001532 | -0.001915 | -0.002372 | -0.002742 | -0.002926
-0.000618 | 0.002148 | 0.00356 | 0.004464 | 0.004905 | 0.004851 | 0.004803 | 0.004778 | 0.00459 | 0.004415 | 0.004115 | 0.003673 | 0.003241 | 0.002977 | 0.002919 | 0.002724 | 0.0026 | 0.002392 | 0.002112 | 0.00191 | 0.00165 | 0.001459 | 0.001134 | 0.000765 | 0.000392 | 0 | -0.000346 | -0.000648 | -0.000944 | -0.001194 | -0.0014 | -0.001632 | -0.001982 | -0.002583 | -0.002999 | -0.003095
-0.00018 | 0.002734 | 0.004298 | 0.005166 | 0.005419 | 0.005331 | 0.005224 | 0.005257 | 0.005089 | 0.004929 | 0.004639 | 0.004184 | 0.003716 | 0.003389 | 0.00329 | 0.00311 | 0.00294 | 0.002677 | 0.002313 | 0.002037 | 0.001744 | 0.001512 | 0.001252 | 0.000835 | 0.000372 | 0 | -0.000399 | -0.000817 | -0.001151 | -0.001351 | -0.001559 | -0.001776 | -0.002205 | -0.002833 | -0.003396 | -0.003502
0.000546 | 0.003339 | 0.004793 | 0.005578 | 0.00596 | 0.005917 | 0.005819 | 0.005816 | 0.005684 | 0.005482 | 0.005219 | 0.004726 | 0.00426 | 0.003925 | 0.003742 | 0.003551 | 0.003378 | 0.003005 | 0.002637 | 0.002297 | 0.001935 | 0.00171 | 0.001376 | 0.00089 | 0.000418 | 0 | -0.000389 | -0.000813 | -0.001176 | -0.001438 | -0.001653 | -0.00192 | -0.002318 | -0.002973 | -0.003518 | -0.003784
0.00118 | 0.003933 | 0.005289 | 0.0061 | 0.006408 | 0.006306 | 0.006178 | 0.006102 | 0.005954 | 0.005755 | 0.005433 | 0.004984 | 0.004526 | 0.004175 | 0.003976 | 0.003713 | 0.003477 | 0.003151 | 0.002675 | 0.002352 | 0.001968 | 0.001737 | 0.001367 | 0.000901 | 0.000379 | 0 | -0.000399 | -0.00082 | -0.00117 | -0.00143 | -0.001634 | -0.001901 | -0.002332 | -0.003015 | -0.003638 | -0.003926
0.00113 | 0.003868 | 0.0052 | 0.005963 | 0.006262 | 0.006171 | 0.006128 | 0.006088 | 0.005971 | 0.005824 | 0.005561 | 0.005128 | 0.004676 | 0.004313 | 0.004145 | 0.003916 | 0.003662 | 0.003264 | 0.002775 | 0.002425 | 0.001987 | 0.001715 | 0.001329 | 0.0009 | 0.000371 | 0 | -0.000441 | -0.000894 | -0.001222 | -0.001444 | -0.001668 | -0.001933 | -0.002387 | -0.003039 | -0.003617 | -0.003725
0.001246 | 0.00372 | 0.004981 | 0.005713 | 0.006107 | 0.006098 | 0.006002 | 0.006004 | 0.005842 | 0.005712 | 0.0055 | 0.005115 | 0.004736 | 0.004393 | 0.00417 | 0.004005 | 0.003754 | 0.003332 | 0.002843 | 0.002438 | 0.002006 | 0.001731 | 0.001378 | 0.000864 | 0.000388 | 0 | -0.000392 | -0.000801 | -0.001159 | -0.001379 | -0.001608 | -0.00187 | -0.002305 | -0.002935 | -0.003544 | -0.003715
0.000656 | 0.003046 | 0.004221 | 0.004946 | 0.005329 | 0.005414 | 0.005386 | 0.005432 | 0.005308 | 0.005222 | 0.005063 | 0.004764 | 0.004454 | 0.004167 | 0.004036 | 0.003899 | 0.003664 | 0.00325 | 0.002751 | 0.002353 | 0.001915 | 0.001642 | 0.001274 | 0.000819 | 0.000349 | 0 | -0.000362 | -0.00077 | -0.001092 | -0.001315 | -0.001545 | -0.001767 | -0.00221 | -0.002832 | -0.003414 | -0.003683
0.000537 | 0.002648 | 0.003629 | 0.004334 | 0.004706 | 0.004755 | 0.004797 | 0.004828 | 0.004742 | 0.004705 | 0.004569 | 0.004333 | 0.004129 | 0.003859 | 0.003727 | 0.003591 | 0.003419 | 0.003057 | 0.002582 | 0.002227 | 0.001849 | 0.001528 | 0.001195 | 0.000741 | 0.000327 | 0 | -0.00032 | -0.000694 | -0.001002 | -0.001202 | -0.00141 | -0.001656 | -0.002029 | -0.002643 | -0.00316 | -0.003401
-6.2e-05 | 0.001882 | 0.002764 | 0.003427 | 0.003865 | 0.004034 | 0.004123 | 0.00419 | 0.004124 | 0.004106 | 0.004044 | 0.003883 | 0.003735 | 0.003572 | 0.003469 | 0.003388 | 0.003232 | 0.002924 | 0.002503 | 0.002102 | 0.0017 | 0.001402 | 0.001062 | 0.000635 | 0.00031 | 0 | -0.000289 | -0.000615 | -0.000858 | -0.001081 | -0.001244 | -0.001462 | -0.001777 | -0.002323 | -0.002819 | -0.003015
-0.00106 | 0.000695 | 0.00159 | 0.002265 | 0.00276 | 0.002982 | 0.003092 | 0.00321 | 0.003225 | 0.00322 | 0.003236 | 0.003168 | 0.003152 | 0.003044 | 0.002977 | 0.002992 | 0.002877 | 0.002595 | 0.002216 | 0.001868 | 0.001476 | 0.001206 | 0.000873 | 0.000586 | 0.000244 | 0 | -0.000273 | -0.000528 | -0.000805 | -0.001003 | -0.001163 | -0.001374 | -0.001652 | -0.002135 | -0.002549 | -0.002753
-0.001572 | -8.1e-05 | 0.000651 | 0.001327 | 0.00185 | 0.00209 | 0.002218 | 0.002379 | 0.002406 | 0.002437 | 0.002519 | 0.002519 | 0.002568 | 0.002546 | 0.002498 | 0.002542 | 0.002461 | 0.002255 | 0.001915 | 0.001626 | 0.001273 | 0.001015 | 0.000709 | 0.000436 | 0.000195 | 0 | -0.000261 | -0.0005 | -0.000699 | -0.000857 | -0.001023 | -0.001221 | -0.00145 | -0.001848 | -0.002215 | -0.00239
-0.002166 | -0.000884 | -0.000274 | 0.000372 | 0.000896 | 0.001222 | 0.001411 | 0.00162 | 0.001634 | 0.00169 | 0.001748 | 0.001843 | 0.001968 | 0.002013 | 0.002059 | 0.002099 | 0.002084 | 0.001925 | 0.001655 | 0.001422 | 0.001037 | 0.00083 | 0.000553 | 0.000317 | 0.000147 | 0 | -0.000221 | -0.00039 | -0.000565 | -0.000741 | -0.000843 | -0.001024 | -0.001225 | -0.001555 | -0.001813 | -0.00198
-0.003285 | -0.002072 | -0.00146 | -0.000748 | -9.5e-05 | 0.0003 | 0.000472 | 0.000699 | 0.000734 | 0.000857 | 0.001015 | 0.001134 | 0.001349 | 0.001447 | 0.001522 | 0.001605 | 0.001652 | 0.001535 | 0.001293 | 0.001085 | 0.000837 | 0.00063 | 0.000394 | 0.00023 | 0.000114 | 0 | -0.000145 | -0.000301 | -0.000473 | -0.000623 | -0.000794 | -0.000937 | -0.001142 | -0.001349 | -0.001606 | -0.001781
-0.00382 | -0.002838 | -0.00227 | -0.001577 | -0.000972 | -0.000581 | -0.000343 | -7.7e-05 | -5.3e-05 | 9.8e-05 | 0.0003 | 0.000492 | 0.000798 | 0.000965 | 0.001106 | 0.001223 | 0.00128 | 0.001244 | 0.001056 | 0.000925 | 0.000627 | 0.000493 | 0.000248 | 0.000117 | 8.1e-05 | 0 | -0.000103 | -0.000227 | -0.000363 | -0.000472 | -0.000601 | -0.000747 | -0.000906 | -0.001091 | -0.001254 | -0.001334
-0.004206 | -0.003321 | -0.002836 | -0.002161 | -0.001501 | -0.001004 | -0.000766 | -0.000484 | -0.000479 | -0.000335 | -0.000157 | 7.8e-05 | 0.000471 | 0.000653 | 0.0008 | 0.000984 | 0.001069 | 0.001065 | 0.000876 | 0.000742 | 0.000492 | 0.000308 | 0.000124 | 2.9e-05 | 3.8e-05 | 0 | -9.6e-05 | -0.000147 | -0.000282 | -0.00033 | -0.000462 | -0.000605 | -0.000737 | -0.000795 | -0.000894 | -0.001103
-0.004982 | -0.004024 | -0.003501 | -0.002794 | -0.002092 | -0.001615 | -0.001347 | -0.001123 | -0.001062 | -0.000929 | -0.000702 | -0.00046 | -5.3e-05 | 0.000255 | 0.000431 | 0.000599 | 0.000706 | 0.000745 | 0.000627 | 0.000504 | 0.000276 | 0.000151 | -3.7e-05 | -6e-05 | -2.7e-05 | 0 | -6.5e-05 | -0.000103 | -0.000179 | -0.000275 | -0.000455 | -0.00056 | -0.000633 | -0.000683 | -0.000716 | -0.000914
-0.005139 | -0.004399 | -0.003922 | -0.00328 | -0.002661 | -0.002197 | -0.001907 | -0.001645 | -0.001534 | -0.001403 | -0.001136 | -0.000839 | -0.000429 | -0.000121 | 0.000154 | 0.000323 | 0.000441 | 0.000517 | 0.000416 | 0.000331 | 0.000155 | 4.2e-05 | -0.000141 | -0.000105 | -1.9e-05 | 0 | -5.3e-05 | -9.3e-05 | -0.000114 | -0.000177 | -0.000305 | -0.000432 | -0.000463 | -0.000521 | -0.000494 | -0.000532
-0.005365 | -0.004591 | -0.004129 | -0.003458 | -0.002755 | -0.002259 | -0.00196 | -0.001664 | -0.001656 | -0.001521 | -0.001288 | -0.001032 | -0.000538 | -0.000255 | 4.8e-05 | 0.000221 | 0.000377 | 0.000437 | 0.000345 | 0.000298 | 6.6e-05 | -3.5e-05 | -0.000203 | -0.000147 | -2e-05 | 0 | -3.1e-05 | -8e-06 | -4.9e-05 | -7.5e-05 | -0.000222 | -0.000345 | -0.000334 | -0.000316 | -0.000275 | -0.000368
-0.005798 | -0.004952 | -0.004464 | -0.003724 | -0.003036 | -0.002558 | -0.002335 | -0.002103 | -0.002017 | -0.001863 | -0.001623 | -0.001346 | -0.000884 | -0.000485 | -0.000237 | -4.8e-05 | 9.9e-05 | 0.000198 | 0.00015 | 9.4e-05 | -5.5e-05 | -0.000147 | -0.000261 | -0.000219 | -5.6e-05 | 0 | -7e-06 | 3.5e-05 | -1.6e-05 | -9.5e-05 | -0.000226 | -0.00034 | -0.000369 | -0.000304 | -0.000222 | -0.000291
-0.005737 | -0.004932 | -0.004371 | -0.00371 | -0.00314 | -0.002642 | -0.002359 | -0.00207 | -0.002005 | -0.001905 | -0.001638 | -0.001366 | -0.00083 | -0.000551 | -0.000228 | -3.5e-05 | 8e-05 | 0.000194 | 0.000138 | 0.000106 | -3.8e-05 | -0.000103 | -0.000245 | -0.000204 | -7.7e-05 | 0 | 9e-06 | 9e-06 | 4.5e-05 | -6.3e-05 | -0.000136 | -0.000221 | -0.000243 | -0.000223 | -7.2e-05 | -8e-05
-0.006009 | -0.005003 | -0.004471 | -0.003758 | -0.003029 | -0.002537 | -0.002272 | -0.002014 | -0.002006 | -0.001903 | -0.001749 | -0.001473 | -0.001052 | -0.000673 | -0.000379 | -0.000156 | 1.5e-05 | 0.000121 | 0.000121 | 5.7e-05 | -6.2e-05 | -0.000179 | -0.000268 | -0.000231 | -6.2e-05 | 0 | -2.8e-05 | 0.000102 | 5.7e-05 | -4.1e-05 | -0.000165 | -0.000307 | -0.000351 | -0.000219 | -0.000111 | -0.000111
-0.006674 | -0.005406 | -0.004708 | -0.003875 | -0.003208 | -0.002725 | -0.002569 | -0.002331 | -0.002207 | -0.002063 | -0.00184 | -0.001603 | -0.001203 | -0.000796 | -0.000462 | -0.000299 | -0.000128 | -3.7e-05 | -5.7e-05 | -3.4e-05 | -0.000144 | -0.000206 | -0.000303 | -0.000186 | -4.3e-05 | 0 | -1.8e-05 | -3.5e-05 | -5.2e-05 | -9.1e-05 | -0.000252 | -0.000397 | -0.000412 | -0.000362 | -0.000256 | -0.000403
-0.006298 | -0.005035 | -0.00426 | -0.003601 | -0.002932 | -0.002478 | -0.002135 | -0.00188 | -0.001827 | -0.00172 | -0.001608 | -0.001428 | -0.000986 | -0.000701 | -0.000338 | -0.000111 | 3.2e-05 | 0.000131 | 0.000156 | 0.000166 | -4e-06 | -0.000101 | -0.000218 | -0.000193 | -2.3e-05 | 0 | -1.3e-05 | -3.4e-05 | -4.5e-05 | -0.000164 | -0.000182 | -0.000347 | -0.000379 | -0.000345 | -0.000268 | -0.000221
-0.006813 | -0.005035 | -0.004204 | -0.00329 | -0.002551 | -0.002065 | -0.001872 | -0.00166 | -0.001606 | -0.001632 | -0.001451 | -0.001314 | -0.000973 | -0.000578 | -0.000344 | -0.000172 | 6.3e-05 | 0.00017 | 0.000137 | 0.00012 | -2.6e-05 | -5.6e-05 | -0.000121 | -8.5e-05 | 2.9e-05 | 0 | 1.4e-05 | 8e-05 | -9e-06 | -9.7e-05 | -0.000325 | -0.000457 | -0.000523 | -0.00043 | -0.00041 | -0.000359
-0.006629 | -0.004931 | -0.003918 | -0.003038 | -0.002505 | -0.002158 | -0.001934 | -0.00171 | -0.001622 | -0.001487 | -0.001385 | -0.001247 | -0.000931 | -0.00063 | -0.00033 | -0.000188 | -3.4e-05 | 6e-05 | 5.8e-05 | 9.4e-05 | -8.3e-05 | -8.9e-05 | -0.000172 | -0.000157 | -3.4e-05 | 0 | -5.3e-05 | -0.000163 | -0.000185 | -0.000308 | -0.000409 | -0.000595 | -0.0006 | -0.000702 | -0.000618 | -0.000779
-0.005887 | -0.004042 | -0.00308 | -0.002317 | -0.001644 | -0.001238 | -0.000992 | -0.000747 | -0.000782 | -0.000825 | -0.000773 | -0.000745 | -0.000503 | -0.000287 | 1.4e-05 | 0.000209 | 0.00028 | 0.000431 | 0.000353 | 0.000339 | 0.000151 | 0.000111 | -4.4e-05 | -5.8e-05 | 3.4e-05 | 0 | -3.3e-05 | -2.8e-05 | -6.2e-05 | -0.000184 | -0.000251 | -0.000402 | -0.000542 | -0.000581 | -0.000543 | -0.000513
-0.005478 | -0.003449 | -0.002443 | -0.00148 | -0.000871 | -0.000621 | -0.000584 | -0.000416 | -0.000459 | -0.000529 | -0.000473 | -0.000489 | -0.000427 | -0.000133 | 4.4e-05 | 0.000191 | 0.000296 | 0.000362 | 0.000311 | 0.000292 | 0.00021 | 0.000113 | 4.7e-05 | 6e-06 | 6.3e-05 | 0 | -5e-06 | 4.4e-05 | -8e-05 | -0.000175 | -0.00043 | -0.000579 | -0.000678 | -0.000644 | -0.0007 | -0.000816
-0.004888 | -0.003107 | -0.001949 | -0.001158 | -0.000694 | -0.000535 | -0.000357 | -0.000174 | -0.000219 | -0.000183 | -0.00016 | -0.000191 | -0.000102 | 4e-05 | 0.000286 | 0.000354 | 0.000416 | 0.000499 | 0.000397 | 0.000385 | 0.000217 | 0.000191 | 7.5e-05 | 7e-05 | 8.3e-05 | 0 | -9.5e-05 | -0.000204 | -0.000234 | -0.0004 | -0.000462 | -0.000645 | -0.000734 | -0.000895 | -0.000905 | -0.000957
-0.003851 | -0.001937 | -0.000916 | -0.000123 | 0.000484 | 0.000705 | 0.000779 | 0.000787 | 0.000741 | 0.000524 | 0.000445 | 0.000279 | 0.00039 | 0.000413 | 0.000629 | 0.000708 | 0.000731 | 0.000759 | 0.000686 | 0.000609 | 0.000482 | 0.000376 | 0.000226 | 0.00013 | 6.3e-05 | 0 | -2.5e-05 | -7e-06 | -8.1e-05 | -0.000262 | -0.000336 | -0.000508 | -0.000732 | -0.000848 | -0.000937 | -0.000837
-0.004278 | -0.00218 | -0.00098 | 1.3e-05 | 0.000449 | 0.000548 | 0.000539 | 0.000624 | 0.000544 | 0.000455 | 0.000429 | 0.000229 | 0.000193 | 0.000345 | 0.00052 | 0.000565 | 0.000588 | 0.000645 | 0.000509 | 0.000508 | 0.00039 | 0.000335 | 0.000198 | 8.9e-05 | 5.8e-05 | 0 | -0.000107 | -0.000163 | -0.00029 | -0.000385 | -0.000637 | -0.000721 | -0.000981 | -0.001085 | -0.00129 | -0.00167
-0.003408 | -0.001561 | -0.000298 | 0.000417 | 0.000894 | 0.000996 | 0.001108 | 0.001219 | 0.001132 | 0.00103 | 0.00089 | 0.000743 | 0.000699 | 0.000568 | 0.000824 | 0.000837 | 0.000838 | 0.000778 | 0.000715 | 0.000736 | 0.000467 | 0.000414 | 0.000271 | 0.000145 | 6e-05 | 0 | -0.000152 | -0.00027 | -0.00033 | -0.000447 | -0.000476 | -0.000731 | -0.000845 | -0.00118 | -0.001248 | -0.00139
-0.003318 | -0.000798 | 0.000499 | 0.001486 | 0.002096 | 0.002216 | 0.002179 | 0.002102 | 0.001893 | 0.001665 | 0.001456 | 0.001206 | 0.000997 | 0.001076 | 0.001137 | 0.001155 | 0.001181 | 0.001206 | 0.000983 | 0.000884 | 0.000731 | 0.000656 | 0.000469 | 0.000239 | 8.7e-05 | 0 | -5.1e-05 | -3.8e-05 | -0.00024 | -0.000489 | -0.00067 | -0.000751 | -0.001073 | -0.001291 | -0.001663 | -0.001672
-0.001597 | 0.000321 | 0.00155 | 0.002437 | 0.002635 | 0.002535 | 0.002401 | 0.002398 | 0.002228 | 0.002073 | 0.001948 | 0.001596 | 0.001324 | 0.001275 | 0.001427 | 0.001389 | 0.001237 | 0.001195 | 0.001046 | 0.000952 | 0.000736 | 0.000713 | 0.00051 | 0.000395 | 0.000203 | 0 | -7.4e-05 | -0.0003 | -0.000384 | -0.000332 | -0.00039 | -0.000592 | -0.000752 | -0.001168 | -0.001295 | -0.001685
-0.00304 | -0.000643 | 0.000881 | 0.001815 | 0.002356 | 0.002478 | 0.002531 | 0.00259 | 0.002355 | 0.00226 | 0.001962 | 0.001642 | 0.001465 | 0.001288 | 0.00144 | 0.001361 | 0.001375 | 0.001265 | 0.001107 | 0.00105 | 0.000897 | 0.000716 | 0.000494 | 0.000339 | 0.000178 | 0 | -0.000261 | -0.000392 | -0.000477 | -0.000773 | -0.000922 | -0.001223 | -0.00155 | -0.002009 | -0.002296 | -0.00245
-0.001584 | 0.000973 | 0.002305 | 0.003332 | 0.003679 | 0.003651 | 0.003528 | 0.003337 | 0.003079 | 0.002797 | 0.00263 | 0.00212 | 0.001757 | 0.001788 | 0.001775 | 0.00169 | 0.001588 | 0.001524 | 0.001325 | 0.001194 | 0.000929 | 0.001006 | 0.000707 | 0.00041 | 0.00019 | 0 | -0.00016 | -0.000238 | -0.000383 | -0.000553 | -0.000725 | -0.00088 | -0.001199 | -0.001648 | -0.001987 | -0.001967
-0.001286 | 0.000994 | 0.002488 | 0.003359 | 0.003559 | 0.003541 | 0.003348 | 0.00344 | 0.003172 | 0.003105 | 0.002907 | 0.002437 | 0.002052 | 0.002007 | 0.001945 | 0.00189 | 0.001785 | 0.001645 | 0.001378 | 0.001403 | 0.001066 | 0.000947 | 0.00069 | 0.000508 | 0.000269 | 0 | -0.000258 | -0.000504 | -0.000732 | -0.000885 | -0.001071 | -0.001347 | -0.001564 | -0.002068 | -0.002503 | -0.002469
-0.00016 | 0.002244 | 0.003622 | 0.004402 | 0.004879 | 0.00488 | 0.004706 | 0.004595 | 0.004266 | 0.003986 | 0.00358 | 0.003119 | 0.002821 | 0.002453 | 0.002459 | 0.002282 | 0.00214 | 0.002006 | 0.001712 | 0.001561 | 0.001273 | 0.00121 | 0.000914 | 0.000534 | 0.000277 | 0 | -0.000228 | -0.000432 | -0.000695 | -0.000948 | -0.001071 | -0.001314 | -0.001706 | -0.002285 | -0.002667 | -0.003016
-0.000109 | 0.002576 | 0.003955 | 0.004942 | 0.005176 | 0.004974 | 0.004814 | 0.00455 | 0.004218 | 0.003983 | 0.003651 | 0.003063 | 0.002707 | 0.002487 | 0.002392 | 0.002313 | 0.002071 | 0.001967 | 0.001601 | 0.001469 | 0.001262 | 0.001165 | 0.000837 | 0.000511 | 0.000253 | 0 | -0.000365 | -0.000601 | -0.000862 | -0.001036 | -0.001342 | -0.001522 | -0.001865 | -0.00244 | -0.002951 | -0.003457