## Moorings
Mooring OOIBARCODE | Ref Des | Serial Number | Deployment Number | Anchor Launch Date | Anchor Launch Time | Recover Date | Latitude | Longitude | Water Depth | Cruise Number | Notes
OL000287 | CE06ISSP | CE06ISSP-00004 | 4 | 2016-05-13 | 17:48 | 2016-07-20 | 47.135 | -124.2697 | 29 | TN342

## Asset_Cal_Info
Ref Des | Mooring OOIBARCODE | Mooring Serial Number | Deployment Number | Sensor OOIBARCODE | Sensor Serial Number | Calibration Cofficient Name | Calibration Cofficient Value | Notes
CE06ISSP-SP001-00-SPPENG000 | OL000287 | CE06ISSP-00004 | 4 | N00121 | WLP-001 | No Calibration Coefficient |  | profiler S/N
CE06ISSP-SP001-09-CTDPFJ000 | OL000287 | CE06ISSP-00004 | 4 | N00594 | 49-0308 | CC_lat | 47.135 | Latitude
CE06ISSP-SP001-09-CTDPFJ000 | OL000287 | CE06ISSP-00004 | 4 | N00594 | 49-0308 | CC_lon | -124.2697 | Longitude
CE06ISSP-SP001-02-DOSTAJ000 | OL000287 | CE06ISSP-00004 | 4 | A00806 | 314 | CC_lat | 47.135 | Latitude
CE06ISSP-SP001-02-DOSTAJ000 | OL000287 | CE06ISSP-00004 | 4 | A00806 | 314 | CC_lon | -124.2697 | Longitude
CE06ISSP-SP001-02-DOSTAJ000 | OL000287 | CE06ISSP-00004 | 4 | A00806 | 314 | CC_csv | [2.653623E-03, 1.140778E-04, 2.240113E-06, 2.297695E+02, -3.499995E-01, -5.724028E+01, 4.551780E+00] | Requires TEMPWAT, PRESWAT and PRACSAL from CE06ISSP-SP001-09-CTDPFJ000
CE06ISSP-SP001-02-DOSTAJ000 | OL000287 | CE06ISSP-00004 | 4 | A00806 | 314 | CC_conc_coef | [0,1] | new multipoint cal; 1D array now OK.
CE06ISSP-SP001-08-FLORTJ000 | OL000287 | CE06ISSP-00004 | 4 | N00593 | BBFL2W-1084 | CC_dark_counts_volume_scatter | 51 | Measured signal output of scatterometer in clean water with black tape over the detector [counts]
CE06ISSP-SP001-08-FLORTJ000 | OL000287 | CE06ISSP-00004 | 4 | N00593 | BBFL2W-1084 | CC_scale_factor_volume_scatter | 3.396e-06 | Multiplier [m^-1 sr^-1 counts^-1]
CE06ISSP-SP001-08-FLORTJ000 | OL000287 | CE06ISSP-00004 | 4 | N00593 | BBFL2W-1084 | CC_dark_counts_chlorophyll_a | 43 | Measured signal output of fluorometer in clean water with black tape over the detector [counts]
CE06ISSP-SP001-08-FLORTJ000 | OL000287 | CE06ISSP-00004 | 4 | N00593 | BBFL2W-1084 | CC_scale_factor_chlorophyll_a | 0.0112 | Multiplier [ug L^-1 counts^-1]
CE06ISSP-SP001-08-FLORTJ000 | OL000287 | CE06ISSP-00004 | 4 | N00593 | BBFL2W-1084 | CC_dark_counts_cdom | 44 | Measured signal output of fluorometer in clean water with black tape over the detector [counts]
CE06ISSP-SP001-08-FLORTJ000 | OL000287 | CE06ISSP-00004 | 4 | N00593 | BBFL2W-1084 | CC_scale_factor_cdom | 0.0864 | Multiplier [ppb counts^-1]
CE06ISSP-SP001-08-FLORTJ000 | OL000287 | CE06ISSP-00004 | 4 | N00593 | BBFL2W-1084 | CC_scattering_angle | 124 | Optical backscatter scattering angle [degrees].
CE06ISSP-SP001-08-FLORTJ000 | OL000287 | CE06ISSP-00004 | 4 | N00593 | BBFL2W-1084 | CC_measurement_wavelength | 700 | Optical backscatter measurement wavelength [nm].
CE06ISSP-SP001-08-FLORTJ000 | OL000287 | CE06ISSP-00004 | 4 | N00593 | BBFL2W-1084 | CC_angular_resolution | 1.076 | X (Chi) factor (this is not really "angular resolution")
CE06ISSP-SP001-08-FLORTJ000 | OL000287 | CE06ISSP-00004 | 4 | N00593 | BBFL2W-1084 | CC_depolarization_ratio | 0.039 | Depolarization ratio [unitless].
CE06ISSP-SP001-06-NUTNRJ000 | OL000287 | CE06ISSP-00004 | 4 | N00583 | 425 | CC_lower_wavelength_limit_for_spectra_fit | 217 | Constant. wllower = Lower wavelength limit for spectra fit. From DPS: 217 nm (1-cm pathlength probe tip) or 220 nm (4-cm pathlength probe tip)
CE06ISSP-SP001-06-NUTNRJ000 | OL000287 | CE06ISSP-00004 | 4 | N00583 | 425 | CC_upper_wavelength_limit_for_spectra_fit | 240 | Constant. wlupper = Upper wavelength limit for spectra fit. From DPS: 240 nm (1-cm pathlength probe tip) or 245 nm (4-cm pathlength probe tip)
CE06ISSP-SP001-06-NUTNRJ000 | OL000287 | CE06ISSP-00004 | 4 | N00583 | 425 | CC_cal_temp | 20 | cal_temp = FACTORY Calibration water temperature value
CE06ISSP-SP001-06-NUTNRJ000 | OL000287 | CE06ISSP-00004 | 4 | N00583 | 425 | CC_wl | [190.27, 191.05, 191.83, 192.61, 193.40, 194.18, 194.97, 195.75, 196.53, 197.32, 198.10, 198.89, 199.67, 200.46, 201.25, 202.03, 202.82, 203.61, 204.39, 205.18, 205.97, 206.76, 207.54, 208.33, 209.12, 209.91, 210.70, 211.49, 212.28, 213.07, 213.86, 214.65, 215.44, 216.23, 217.02, 217.81, 218.60, 219.39, 220.19, 220.98, 221.77, 222.56, 223.35, 224.15, 224.94, 225.73, 226.53, 227.32, 228.11, 228.91, 229.70, 230.50, 231.29, 232.09, 232.88, 233.68, 234.47, 235.27, 236.06, 236.86, 237.65, 238.45, 239.25, 240.04, 240.84, 241.64, 242.43, 243.23, 244.03, 244.83, 245.62, 246.42, 247.22, 248.02, 248.81, 249.61, 250.41, 251.21, 252.01, 252.81, 253.61, 254.41, 255.21, 256.01, 256.81, 257.60, 258.40, 259.20, 260.00, 260.81, 261.61, 262.41, 263.21, 264.01, 264.81, 265.61, 266.41, 267.21, 268.01, 268.81, 269.62, 270.42, 271.22, 272.02, 272.82, 273.62, 274.43, 275.23, 276.03, 276.83, 277.64, 278.44, 279.24, 280.04, 280.85, 281.65, 282.45, 283.25, 284.06, 284.86, 285.66, 286.47, 287.27, 288.07, 288.88, 289.68, 290.48, 291.29, 292.09, 292.89, 293.70, 294.50, 295.31, 296.11, 296.91, 297.72, 298.52, 299.32, 300.13, 300.93, 301.74, 302.54, 303.34, 304.15, 304.95, 305.76, 306.56, 307.37, 308.17, 308.97, 309.78, 310.58, 311.39, 312.19, 313.00, 313.80, 314.60, 315.41, 316.21, 317.02, 317.82, 318.63, 319.43, 320.23, 321.04, 321.84, 322.65, 323.45, 324.26, 325.06, 325.86, 326.67, 327.47, 328.28, 329.08, 329.88, 330.69, 331.49, 332.30, 333.10, 333.90, 334.71, 335.51, 336.31, 337.12, 337.92, 338.72, 339.53, 340.33, 341.13, 341.94, 342.74, 343.54, 344.35, 345.15, 345.95, 346.76, 347.56, 348.36, 349.16, 349.97, 350.77, 351.57, 352.37, 353.18, 353.98, 354.78, 355.58, 356.38, 357.19, 357.99, 358.79, 359.59, 360.39, 361.19, 361.99, 362.79, 363.60, 364.40, 365.20, 366.00, 366.80, 367.60, 368.40, 369.20, 370.00, 370.80, 371.60, 372.40, 373.20, 374.00, 374.80, 375.60, 376.39, 377.19, 377.99, 378.79, 379.59, 380.39, 381.18, 381.98, 382.78, 383.58, 384.38, 385.17, 385.97, 386.77, 387.56, 388.36, 389.16, 389.95, 390.75, 391.55, 392.34, 393.14, 393.93] | wl = (1 x 256) array of wavelength bins
CE06ISSP-SP001-06-NUTNRJ000 | OL000287 | CE06ISSP-00004 | 4 | N00583 | 425 | CC_eno3 | [0.01666337, -0.00006014, -0.00005849, -0.01638715, -0.01000366, -0.00654444, -0.00095714, -0.01387123, 0.00075609, 0.01275024, 0.00748056, -0.00004352, -0.00444415, -0.00004019, -0.00003851, 0.02599796, -0.00059209, -0.00953879, -0.00003185, -0.00291501, 0.00749725, 0.00420173, 0.00589455, 0.00715754, 0.00669931, 0.00730872, 0.00735317, 0.00681962, 0.00662817, 0.00638976, 0.00602755, 0.00571301, 0.00539441, 0.00506260, 0.00471316, 0.00436402, 0.00403782, 0.00370958, 0.00339079, 0.00309207, 0.00280386, 0.00251389, 0.00223959, 0.00198536, 0.00174674, 0.00153108, 0.00132850, 0.00114665, 0.00099640, 0.00085341, 0.00071578, 0.00061511, 0.00051678, 0.00042531, 0.00035427, 0.00028841, 0.00022910, 0.00019686, 0.00015433, 0.00012241, 0.00009514, 0.00007192, 0.00004975, 0.00003109, 0.00002033, 0.00001232, 0.00000001, -0.00000141, -0.00000647, -0.00001121, -0.00000221, -0.00000672, -0.00001608, -0.00000992, -0.00001713, -0.00001847, -0.00001537, -0.00000214, -0.00000459, -0.00000629, -0.00000376, 0.00000838, -0.00000384, 0.00001389, 0.00000636, 0.00001705, 0.00000697, 0.00000920, -0.00000048, 0.00002002, 0.00002148, 0.00001187, 0.00001693, 0.00001773, 0.00001872, 0.00002509, 0.00002387, 0.00002622, 0.00003194, 0.00002670, 0.00002983, 0.00002977, 0.00003043, 0.00003785, 0.00003682, 0.00004572, 0.00004423, 0.00003837, 0.00004341, 0.00004364, 0.00004478, 0.00005246, 0.00005225, 0.00005510, 0.00005729, 0.00005673, 0.00006767, 0.00005799, 0.00005651, 0.00006950, 0.00006359, 0.00006483, 0.00008258, 0.00007633, 0.00008715, 0.00009737, 0.00008638, 0.00009086, 0.00009330, 0.00008688, 0.00008169, 0.00008790, 0.00009117, 0.00009959, 0.00009727, 0.00009572, 0.00010552, 0.00009326, 0.00011413, 0.00009621, 0.00011099, 0.00010452, 0.00010890, 0.00011659, 0.00011678, 0.00011651, 0.00011946, 0.00011671, 0.00011133, 0.00011898, 0.00012195, 0.00012229, 0.00012941, 0.00012707, 0.00014105, 0.00013923, 0.00013831, 0.00013603, 0.00013065, 0.00013209, 0.00014245, 0.00015472, 0.00014697, 0.00014108, 0.00014489, 0.00014197, 0.00013445, 0.00014884, 0.00015145, 0.00013549, 0.00015471, 0.00016039, 0.00015553, 0.00016731, 0.00017263, 0.00016911, 0.00017176, 0.00018798, 0.00016059, 0.00017845, 0.00017279, 0.00017335, 0.00017407, 0.00017285, 0.00019485, 0.00016914, 0.00017579, 0.00016306, 0.00017167, 0.00017707, 0.00018126, 0.00018999, 0.00018968, 0.00019258, 0.00019436, 0.00019806, 0.00019261, 0.00019041, 0.00020729, 0.00020052, 0.00020429, 0.00020418, 0.00020205, 0.00020649, 0.00021085, 0.00021962, 0.00021868, 0.00022151, 0.00021909, 0.00021136, 0.00022245, 0.00022629, 0.00022797, 0.00021129, 0.00022493, 0.00023680, 0.00022331, 0.00023518, 0.00023643, 0.00023459, 0.00023260, 0.00024144, 0.00023372, 0.00024321, 0.00024800, 0.00025022, 0.00026403, 0.00025966, 0.00027100, 0.00025556, 0.00027879, 0.00026394, 0.00027846, 0.00026511, 0.00027096, 0.00026374, 0.00025845, 0.00024650, 0.00027686, 0.00028722, 0.00026555, 0.00029544, 0.00027120, 0.00027992, 0.00027613, 0.00029976, 0.00027716, 0.00028549, 0.00028584, 0.00027756, 0.00027399, 0.00027305, 0.00029570, 0.00028383, 0.00027025, 0.00030100] | eno3 = (1 x 256) array of wavelength-dependent nitrate extinction coefficients
CE06ISSP-SP001-06-NUTNRJ000 | OL000287 | CE06ISSP-00004 | 4 | N00583 | 425 | CC_eswa | [-0.00871806, 0.02648972, -0.00048523, 0.02606692, 0.00486630, -0.01379977, -0.01282892, 0.00284917, 0.01001623, -0.00265380, 0.02155591, 0.04216327, 0.06474058, -0.00043420, -0.00042953, 0.07133390, 0.07911737, 0.10078623, 0.08174995, 0.08505446, 0.07944629, 0.07367439, 0.06364744, 0.05642961, 0.04788249, 0.04021061, 0.03372124, 0.02813073, 0.02315849, 0.01897119, 0.01548257, 0.01257285, 0.01013995, 0.00816006, 0.00654222, 0.00521867, 0.00416352, 0.00330436, 0.00262067, 0.00206224, 0.00162608, 0.00127851, 0.00102059, 0.00080002, 0.00064664, 0.00051984, 0.00041858, 0.00034877, 0.00028752, 0.00023930, 0.00021453, 0.00017645, 0.00014598, 0.00013354, 0.00012670, 0.00009802, 0.00010113, 0.00007440, 0.00006052, 0.00004767, 0.00004139, 0.00003553, 0.00003026, 0.00002300, 0.00001137, 0.00000923, 0.00000993, 0.00000415, -0.00000698, -0.00000232, -0.00001599, -0.00001006, -0.00000933, -0.00001237, -0.00000701, -0.00000585, -0.00000167, -0.00000553, -0.00000904, -0.00000639, -0.00000129, -0.00001290, 0.00000417, 0.00000697, 0.00000020, 0.00000364, 0.00000992, 0.00002413, 0.00002290, 0.00001068, 0.00000836, 0.00001770, 0.00003398, 0.00003483, 0.00003571, 0.00003948, 0.00003299, 0.00004032, 0.00003869, 0.00004275, 0.00004310, 0.00005256, 0.00005678, 0.00005767, 0.00005845, 0.00006168, 0.00004972, 0.00005938, 0.00006414, 0.00006741, 0.00007796, 0.00007827, 0.00005806, 0.00006972, 0.00007505, 0.00009099, 0.00008323, 0.00009272, 0.00008600, 0.00008006, 0.00009821, 0.00009546, 0.00008263, 0.00010771, 0.00009142, 0.00010371, 0.00008923, 0.00010020, 0.00010237, 0.00011234, 0.00012399, 0.00011821, 0.00012488, 0.00013138, 0.00014277, 0.00014144, 0.00013204, 0.00015340, 0.00014333, 0.00015030, 0.00015394, 0.00015528, 0.00015899, 0.00016014, 0.00016343, 0.00017315, 0.00017759, 0.00017617, 0.00018805, 0.00019399, 0.00019869, 0.00019903, 0.00019882, 0.00021678, 0.00021287, 0.00021719, 0.00021302, 0.00022625, 0.00022749, 0.00024133, 0.00023684, 0.00023088, 0.00023697, 0.00024875, 0.00024722, 0.00026118, 0.00029493, 0.00027086, 0.00028017, 0.00028122, 0.00027755, 0.00027627, 0.00029058, 0.00027580, 0.00029196, 0.00029828, 0.00029966, 0.00030171, 0.00031055, 0.00032950, 0.00032485, 0.00034646, 0.00033556, 0.00035032, 0.00033619, 0.00035019, 0.00035405, 0.00037623, 0.00038411, 0.00038722, 0.00038082, 0.00039270, 0.00037419, 0.00039578, 0.00039973, 0.00040847, 0.00041247, 0.00043560, 0.00042278, 0.00041154, 0.00042515, 0.00042515, 0.00044183, 0.00043866, 0.00044347, 0.00044500, 0.00045369, 0.00045517, 0.00045982, 0.00046209, 0.00045210, 0.00047358, 0.00047229, 0.00048825, 0.00048849, 0.00049543, 0.00052307, 0.00051026, 0.00052001, 0.00053082, 0.00052797, 0.00049939, 0.00053292, 0.00054800, 0.00052716, 0.00055789, 0.00055807, 0.00056348, 0.00055892, 0.00054475, 0.00054624, 0.00055489, 0.00055651, 0.00056413, 0.00059955, 0.00058015, 0.00059985, 0.00063532, 0.00059171, 0.00059972, 0.00060920, 0.00060796, 0.00061918, 0.00063912, 0.00062926, 0.00062219, 0.00066162, 0.00066038, 0.00064594, 0.00061793, 0.00067438, 0.00065929, 0.00065343, 0.00069376, 0.00063347, 0.00065962] | eswa = (1 x 256) array of seawater extinction coefficients
CE06ISSP-SP001-06-NUTNRJ000 | OL000287 | CE06ISSP-00004 | 4 | N00583 | 425 | CC_di | [13.08333333, 11.37500000, 16.20833333, 10.20833333, 13.50000000, 15.70833333, 14.20833333, 14.08333333, 24.00000000, 53.08333333, 183.08333333, 539.16666667, 1385.62500000, 2994.83333333, 5577.04166667, 8959.79166667, 12568.08333333, 15731.29166667, 18050.20833333, 19545.66666667, 20440.29166667, 20992.33333333, 21445.75000000, 21973.66666667, 22618.66666667, 23525.75000000, 24693.00000000, 26131.20833333, 27894.12500000, 29964.12500000, 32260.91666667, 34776.75000000, 37384.41666667, 39961.95833333, 42393.95833333, 44429.95833333, 45977.08333333, 46856.37500000, 47039.83333333, 46471.91666667, 45329.08333333, 43722.62500000, 41850.41666667, 39973.25000000, 38201.08333333, 36653.91666667, 35442.87500000, 34539.91666667, 34001.58333333, 33795.00000000, 33941.62500000, 34401.08333333, 35178.75000000, 36208.08333333, 37527.62500000, 39101.20833333, 40835.16666667, 42736.62500000, 44779.29166667, 46863.25000000, 48873.16666667, 50794.08333333, 52462.04166667, 53855.25000000, 54747.70833333, 55127.91666667, 54975.04166667, 54244.54166667, 52946.45833333, 51171.33333333, 49071.83333333, 46705.12500000, 44288.20833333, 41885.58333333, 39585.66666667, 37490.66666667, 35544.00000000, 33811.16666667, 32293.91666667, 30980.50000000, 29841.91666667, 28913.75000000, 28153.70833333, 27543.12500000, 27094.08333333, 26780.58333333, 26619.54166667, 26630.58333333, 26741.08333333, 26984.62500000, 27369.66666667, 27861.25000000, 28456.12500000, 29143.83333333, 29913.75000000, 30717.29166667, 31517.62500000, 32286.83333333, 32966.54166667, 33522.79166667, 33881.45833333, 34038.04166667, 33970.20833333, 33633.75000000, 33098.79166667, 32335.50000000, 31403.87500000, 30371.45833333, 29263.75000000, 28121.66666667, 27020.70833333, 25967.45833333, 24962.62500000, 24054.20833333, 23234.29166667, 22515.16666667, 21904.54166667, 21374.04166667, 20949.83333333, 20612.04166667, 20366.00000000, 20214.91666667, 20150.37500000, 20170.04166667, 20269.04166667, 20464.54166667, 20718.75000000, 21071.29166667, 21478.45833333, 21960.54166667, 22522.95833333, 23110.70833333, 23755.95833333, 24467.87500000, 25196.95833333, 25959.79166667, 26749.50000000, 27551.20833333, 28343.62500000, 29162.87500000, 29936.04166667, 30657.95833333, 31352.95833333, 31961.45833333, 32472.08333333, 32892.54166667, 33189.20833333, 33378.75000000, 33454.95833333, 33371.87500000, 33174.45833333, 32867.58333333, 32428.04166667, 31900.62500000, 31298.37500000, 30605.04166667, 29889.37500000, 29139.83333333, 28389.50000000, 27644.62500000, 26918.70833333, 26202.12500000, 25560.00000000, 24939.08333333, 24345.54166667, 23773.91666667, 23214.04166667, 22655.58333333, 22133.37500000, 21603.95833333, 21088.91666667, 20618.20833333, 20170.37500000, 19753.29166667, 19399.95833333, 19080.37500000, 18804.54166667, 18566.25000000, 18342.50000000, 18169.58333333, 18019.54166667, 17894.95833333, 17792.54166667, 17706.12500000, 17623.87500000, 17548.37500000, 17498.45833333, 17448.33333333, 17414.12500000, 17380.79166667, 17352.45833333, 17320.41666667, 17290.12500000, 17269.20833333, 17282.79166667, 17301.45833333, 17315.79166667, 17331.95833333, 17351.45833333, 17360.66666667, 17391.66666667, 17416.29166667, 17445.50000000, 17483.50000000, 17497.04166667, 17490.12500000, 17485.83333333, 17452.37500000, 17412.37500000, 17351.08333333, 17253.91666667, 17135.25000000, 16996.58333333, 16822.12500000, 16621.29166667, 16411.54166667, 16172.62500000, 15907.37500000, 15648.79166667, 15391.54166667, 15124.33333333, 14856.08333333, 14563.58333333, 14242.29166667, 13876.58333333, 13496.54166667, 13135.70833333, 12810.04166667, 12504.16666667, 12234.12500000, 11985.79166667, 11768.87500000, 11574.04166667, 11400.29166667, 11239.20833333, 11119.83333333, 11006.20833333, 10893.29166667, 10729.50000000, 10533.66666667, 10339.41666667, 10178.50000000, 10031.83333333, 9908.66666667, 9792.16666667, 9713.87500000, 9640.87500000, 9588.33333333, 9534.33333333, 9498.62500000, 9458.75000000, 9314.66666667, 8965.83333333, 8477.54166667, 7855.75000000, 6999.00000000] | di = (1 x 256) array of deionized water reference spectrum (in-house calibration 2016_05_03)
CE06ISSP-SP001-04-OPTAAJ000 | OL000287 | CE06ISSP-00004 | 4 | N00589 | ACS-137 | CC_cwlngth | [400.0, 403.4, 406.9, 410.7, 413.9, 417.6, 421.9, 426.1, 430.2, 434.0, 437.9, 442.1, 446.5, 451.3, 455.5, 459.7, 464.1, 468.4, 472.7, 477.6, 482.4, 486.7, 490.9, 495.1, 499.5, 503.8, 508.3, 512.8, 517.7, 522.0, 526.3, 530.4, 534.8, 538.7, 542.8, 547.1, 551.6, 555.5, 559.6, 564.2, 568.3, 572.5, 576.3, 579.7, 583.6, 587.5, 591.2, 595.5, 599.8, 604.0, 608.2, 612.3, 616.5, 620.9, 624.9, 629.0, 633.4, 637.5, 641.8, 646.1, 650.4, 654.5, 658.6, 663.1, 667.3, 671.6, 675.8, 679.9, 683.8, 687.7, 691.6, 695.5, 699.2, 703.1, 707.0, 710.7, 714.2, 718.2, 721.6, 725.4, 728.8, 732.6, 736.2, 740.0, 744.0, 747.5] | All coefficients from external file acs137_calData.txt for calibration data
CE06ISSP-SP001-04-OPTAAJ000 | OL000287 | CE06ISSP-00004 | 4 | N00589 | ACS-137 | CC_ccwo | [-0.333581, -0.233669, -0.145754, -0.057262, 0.012407, 0.074704, 0.133505, 0.185797, 0.236590, 0.280458, 0.326034, 0.366765, 0.401647, 0.439272, 0.473052, 0.494735, 0.524107, 0.549871, 0.577836, 0.596533, 0.619656, 0.643783, 0.658043, 0.678046, 0.693671, 0.702699, 0.718479, 0.729656, 0.741249, 0.753185, 0.763885, 0.773954, 0.785060, 0.791404, 0.802309, 0.810893, 0.819692, 0.829792, 0.838562, 0.848356, 0.853299, 0.855509, 0.847406, 0.850332, 0.841932, 0.830890, 0.815133, 0.793957, 0.770605, 0.755198, 0.750413, 0.751280, 0.754937, 0.758108, 0.762227, 0.761568, 0.766367, 0.764771, 0.765841, 0.760047, 0.753715, 0.742612, 0.732815, 0.726200, 0.723483, 0.720413, 0.717533, 0.709641, 0.693838, 0.671951, 0.640765, 0.596987, 0.545243, 0.475413, 0.388652, 0.275806, 0.142070, -0.024516, -0.216448, -0.444948, -0.693729, -0.942683, -1.162533, -1.316779, -1.411343, -1.414830]
CE06ISSP-SP001-04-OPTAAJ000 | OL000287 | CE06ISSP-00004 | 4 | N00589 | ACS-137 | CC_tcal | 20.5
CE06ISSP-SP001-04-OPTAAJ000 | OL000287 | CE06ISSP-00004 | 4 | N00589 | ACS-137 | CC_tbins | [0.586171, 1.401049, 2.463953, 3.506000, 4.459474, 5.477213, 6.470851, 7.474872, 8.488065, 9.479630, 10.481250, 11.502609, 12.514500, 13.504500, 14.484444, 15.469474, 16.504762, 17.498571, 18.495000, 19.519500, 20.494737, 21.481905, 22.490476, 23.501786, 24.499200, 25.493750, 26.508571, 27.489583, 28.466667, 29.504348, 30.461500, 31.482500, 32.503158, 33.509474, 34.544762]
CE06ISSP-SP001-04-OPTAAJ000 | OL000287 | CE06ISSP-00004 | 4 | N00589 | ACS-137 | CC_awlngth | [400.5, 404.3, 407.8, 411.0, 414.6, 418.5, 422.8, 426.9, 430.9, 435.0, 438.7, 443.3, 447.9, 452.2, 456.4, 461.0, 465.2, 469.4, 474.5, 479.2, 483.8, 488.1, 492.5, 496.5, 500.8, 505.4, 509.9, 514.6, 519.4, 523.5, 527.9, 532.0, 536.1, 540.4, 544.7, 549.2, 553.1, 557.4, 561.6, 566.1, 570.2, 574.4, 578.3, 581.0, 584.6, 588.6, 592.7, 596.9, 600.9, 605.5, 609.5, 613.9, 618.2, 622.7, 626.4, 630.7, 634.9, 639.3, 643.3, 647.8, 652.2, 656.5, 660.9, 665.2, 669.5, 673.7, 677.8, 681.9, 685.6, 689.7, 693.6, 697.5, 701.0, 704.9, 708.6, 712.3, 716.3, 720.1, 723.7, 727.3, 730.8, 734.6, 738.3, 741.9, 745.9, 749.4]
CE06ISSP-SP001-04-OPTAAJ000 | OL000287 | CE06ISSP-00004 | 4 | N00589 | ACS-137 | CC_acwo | [-0.958384, -0.713245, -0.522380, -0.381882, -0.276314, -0.188435, -0.117859, -0.052225, 0.006629, 0.062288, 0.114000, 0.163668, 0.210336, 0.255963, 0.299770, 0.341850, 0.382490, 0.421973, 0.460560, 0.497700, 0.532226, 0.565794, 0.598276, 0.627643, 0.656236, 0.683479, 0.709064, 0.735921, 0.762598, 0.789478, 0.815175, 0.840440, 0.864463, 0.886885, 0.907772, 0.927967, 0.947307, 0.967053, 0.986021, 1.003932, 1.019628, 1.032439, 1.040897, 1.037408, 1.039171, 1.036364, 1.028198, 1.017308, 1.009475, 1.010005, 1.018239, 1.030763, 1.044262, 1.057230, 1.070118, 1.082460, 1.094197, 1.104769, 1.112835, 1.117253, 1.117883, 1.116590, 1.117605, 1.122594, 1.129350, 1.135309, 1.137735, 1.134956, 1.125198, 1.106598, 1.078072, 1.037729, 0.983561, 0.911870, 0.819032, 0.701467, 0.554753, 0.378434, 0.167546, -0.070189, -0.317209, -0.546811, -0.718944, -0.826949, -0.884046, -0.925447]
CE06ISSP-SP001-04-OPTAAJ000 | OL000287 | CE06ISSP-00004 | 4 | N00589 | ACS-137 | CC_taarray | SheetRef:ACS137_CC_taarray
CE06ISSP-SP001-04-OPTAAJ000 | OL000287 | CE06ISSP-00004 | 4 | N00589 | ACS-137 | CC_tcarray | SheetRef:ACS137_CC_tcarray
CE06ISSP-SP001-10-PARADJ000 | OL000287 | CE06ISSP-00004 | 4 | N00595 | 365 | CC_a0 | 4570
CE06ISSP-SP001-10-PARADJ000 | OL000287 | CE06ISSP-00004 | 4 | N00595 | 365 | CC_a1 | 2876
CE06ISSP-SP001-10-PARADJ000 | OL000287 | CE06ISSP-00004 | 4 | N00595 | 365 | CC_Im | 1.3589
CE06ISSP-SP001-07-SPKIRJ000 | OL000287 | CE06ISSP-00004 | 4 | A00094 | 231 | CC_immersion_factor | [1.368, 1.410, 1.365, 1.354, 1.372, 1.322, 1.347]
CE06ISSP-SP001-07-SPKIRJ000 | OL000287 | CE06ISSP-00004 | 4 | A00094 | 231 | CC_offset | [2147726028.5, 2147132727.0, 2147519870.1, 2146907300.5, 2147473479.4, 2147038283.0, 2147212820.9]
CE06ISSP-SP001-07-SPKIRJ000 | OL000287 | CE06ISSP-00004 | 4 | A00094 | 231 | CC_scale | [2.05351176465e-007, 2.01552323419e-007, 2.202450392e-007, 2.16774385793e-007, 2.10879009525e-007, 2.05596103162e-007, 2.26979613772e-007]
CE06ISSP-SP001-05-VELPTJ000 | OL000287 | CE06ISSP-00004 | 4 | N00590 | AQD-11259 | CC_lat | 47.135 | Latitude
CE06ISSP-SP001-05-VELPTJ000 | OL000287 | CE06ISSP-00004 | 4 | N00590 | AQD-11259 | CC_lon | -124.2697 | Longitude

## ACS137_CC_taarray
0.031766 | 0.029515 | 0.026905 | 0.025492 | 0.021665 | 0.018863 | 0.015353 | 0.013518 | 0.011788 | 0.01105 | 0.00902 | 0.0068 | 0.005835 | 0.005512 | 0.006362 | 0.003528 | 0.002405 | 0.003375 | 0.002325 | 0.001332 | -3.7e-05 | 0.000775 | 0.000491 | 0.000625 | 0.000382 | 0 | -0.001507 | -0.000547 | 0.000694 | 0.001068 | 0.001641 | 9.1e-05 | 0.001675 | 0.002139 | 0.001898
0.029176 | 0.029752 | 0.028178 | 0.027329 | 0.024467 | 0.022114 | 0.018715 | 0.017516 | 0.015885 | 0.014059 | 0.013253 | 0.011546 | 0.009621 | 0.008573 | 0.009541 | 0.006256 | 0.005176 | 0.00508 | 0.004214 | 0.004036 | 0.00168 | 0.001917 | 0.001592 | 0.001379 | 0.001122 | 0 | -0.001319 | -0.000627 | -0.000783 | -0.000731 | -0.000653 | -0.002341 | -0.001124 | -0.001839 | -0.001383
0.033319 | 0.033401 | 0.032054 | 0.031523 | 0.029586 | 0.028214 | 0.025003 | 0.023506 | 0.021684 | 0.019687 | 0.0179 | 0.016161 | 0.014223 | 0.013196 | 0.012988 | 0.010398 | 0.009103 | 0.008153 | 0.007041 | 0.006277 | 0.004065 | 0.003628 | 0.002843 | 0.00221 | 0.001388 | 0 | -0.001753 | -0.001834 | -0.001718 | -0.002615 | -0.002753 | -0.004558 | -0.004245 | -0.005054 | -0.005699
0.037613 | 0.037298 | 0.035046 | 0.033597 | 0.031417 | 0.029549 | 0.026943 | 0.025088 | 0.023176 | 0.021709 | 0.020247 | 0.017911 | 0.01667 | 0.015727 | 0.014403 | 0.012363 | 0.010508 | 0.010151 | 0.008811 | 0.006925 | 0.005387 | 0.004278 | 0.004076 | 0.002547 | 0.001107 | 0 | -0.001792 | -0.002704 | -0.003065 | -0.004177 | -0.00507 | -0.006728 | -0.007197 | -0.008025 | -0.009369
0.039368 | 0.040426 | 0.038496 | 0.037028 | 0.034195 | 0.031691 | 0.028757 | 0.026848 | 0.024661 | 0.023012 | 0.021465 | 0.019113 | 0.017318 | 0.016029 | 0.015308 | 0.012858 | 0.011296 | 0.010345 | 0.00884 | 0.007531 | 0.00567 | 0.005047 | 0.004176 | 0.002876 | 0.001533 | 0 | -0.001874 | -0.003096 | -0.003435 | -0.004952 | -0.006476 | -0.008169 | -0.008601 | -0.010296 | -0.010961
0.039927 | 0.040957 | 0.039401 | 0.038143 | 0.035837 | 0.033127 | 0.02969 | 0.027459 | 0.025063 | 0.023146 | 0.021744 | 0.01933 | 0.017741 | 0.016503 | 0.015727 | 0.012928 | 0.011439 | 0.010716 | 0.009121 | 0.007719 | 0.005834 | 0.005071 | 0.004408 | 0.00293 | 0.001578 | 0 | -0.00171 | -0.002775 | -0.004041 | -0.005345 | -0.006296 | -0.008393 | -0.008986 | -0.010343 | -0.010957
0.036709 | 0.03806 | 0.036921 | 0.035683 | 0.03347 | 0.031481 | 0.028673 | 0.026743 | 0.024636 | 0.022819 | 0.021163 | 0.019264 | 0.017323 | 0.016425 | 0.015074 | 0.013018 | 0.01188 | 0.010561 | 0.009153 | 0.008005 | 0.006254 | 0.005252 | 0.004076 | 0.003026 | 0.001909 | 0 | -0.001483 | -0.002397 | -0.003286 | -0.004604 | -0.005836 | -0.007705 | -0.008199 | -0.00981 | -0.009889
0.033552 | 0.034985 | 0.033755 | 0.032642 | 0.030748 | 0.028749 | 0.026339 | 0.024301 | 0.022596 | 0.020915 | 0.019092 | 0.017685 | 0.016073 | 0.01482 | 0.01381 | 0.011714 | 0.01051 | 0.009718 | 0.008404 | 0.007001 | 0.005526 | 0.004883 | 0.003748 | 0.002697 | 0.001454 | 0 | -0.001516 | -0.002689 | -0.003381 | -0.004613 | -0.005604 | -0.007284 | -0.007754 | -0.008886 | -0.009706
0.029574 | 0.031092 | 0.030344 | 0.029316 | 0.027691 | 0.025758 | 0.02341 | 0.021807 | 0.020231 | 0.018691 | 0.017563 | 0.015829 | 0.014594 | 0.013339 | 0.012328 | 0.010736 | 0.00943 | 0.008784 | 0.007606 | 0.00666 | 0.005008 | 0.004271 | 0.003452 | 0.002552 | 0.001227 | 0 | -0.001424 | -0.00231 | -0.003256 | -0.004101 | -0.00506 | -0.006716 | -0.006988 | -0.00833 | -0.008605
0.026667 | 0.02849 | 0.027766 | 0.026892 | 0.025281 | 0.023604 | 0.021252 | 0.019902 | 0.018615 | 0.017301 | 0.016074 | 0.014555 | 0.013307 | 0.012534 | 0.011424 | 0.009952 | 0.008954 | 0.008051 | 0.007342 | 0.006152 | 0.004869 | 0.00406 | 0.003423 | 0.002486 | 0.001525 | 0 | -0.00094 | -0.001942 | -0.002683 | -0.0035 | -0.004521 | -0.005695 | -0.006186 | -0.00733 | -0.007669
0.023782 | 0.025607 | 0.025054 | 0.024252 | 0.022856 | 0.021222 | 0.019297 | 0.018051 | 0.016606 | 0.015693 | 0.01461 | 0.013292 | 0.012053 | 0.011279 | 0.010523 | 0.009032 | 0.007956 | 0.007338 | 0.006343 | 0.005475 | 0.004368 | 0.003635 | 0.002973 | 0.002104 | 0.00109 | 0 | -0.001175 | -0.002044 | -0.002659 | -0.003431 | -0.004224 | -0.005406 | -0.005846 | -0.006815 | -0.007089
0.021417 | 0.023385 | 0.023035 | 0.022331 | 0.021013 | 0.019577 | 0.017995 | 0.016891 | 0.015532 | 0.014496 | 0.01356 | 0.012347 | 0.01123 | 0.0102 | 0.009565 | 0.008411 | 0.007488 | 0.006699 | 0.005777 | 0.00498 | 0.003829 | 0.003358 | 0.002624 | 0.00192 | 0.000965 | 0 | -0.001103 | -0.001769 | -0.002283 | -0.003078 | -0.003735 | -0.004902 | -0.005196 | -0.00588 | -0.006362
0.019325 | 0.021476 | 0.02119 | 0.020608 | 0.019538 | 0.018404 | 0.016753 | 0.01558 | 0.014473 | 0.013556 | 0.012628 | 0.011475 | 0.010191 | 0.009651 | 0.008989 | 0.00786 | 0.006922 | 0.006367 | 0.005446 | 0.004611 | 0.003637 | 0.003076 | 0.002464 | 0.00165 | 0.000818 | 0 | -0.000934 | -0.001655 | -0.0022 | -0.00284 | -0.003408 | -0.004498 | -0.004875 | -0.005514 | -0.005744
0.018001 | 0.020109 | 0.019898 | 0.019482 | 0.018473 | 0.01732 | 0.015724 | 0.014582 | 0.013499 | 0.012508 | 0.011489 | 0.01048 | 0.009698 | 0.00904 | 0.008167 | 0.007089 | 0.006357 | 0.005833 | 0.004873 | 0.004358 | 0.003363 | 0.002697 | 0.002303 | 0.001542 | 0.00088 | 0 | -0.000826 | -0.00147 | -0.001947 | -0.002572 | -0.003148 | -0.003953 | -0.004168 | -0.004946 | -0.005186
0.017135 | 0.019326 | 0.019407 | 0.019 | 0.018015 | 0.016734 | 0.015063 | 0.014048 | 0.012917 | 0.01184 | 0.011183 | 0.010136 | 0.009194 | 0.008431 | 0.007855 | 0.006698 | 0.00606 | 0.005386 | 0.004745 | 0.004081 | 0.003143 | 0.00275 | 0.002139 | 0.001554 | 0.00085 | 0 | -0.000768 | -0.001263 | -0.001825 | -0.002189 | -0.002831 | -0.003689 | -0.003801 | -0.00433 | -0.004522
0.016085 | 0.018502 | 0.018563 | 0.018142 | 0.017131 | 0.016 | 0.014363 | 0.013125 | 0.012055 | 0.011213 | 0.010403 | 0.009477 | 0.00854 | 0.008049 | 0.00731 | 0.006311 | 0.005732 | 0.005053 | 0.004392 | 0.003688 | 0.002824 | 0.00217 | 0.001981 | 0.001355 | 0.000707 | 0 | -0.00071 | -0.001213 | -0.00156 | -0.00214 | -0.002647 | -0.003428 | -0.003414 | -0.003871 | -0.004061
0.01543 | 0.017882 | 0.017952 | 0.017489 | 0.016388 | 0.015083 | 0.013464 | 0.012374 | 0.011272 | 0.010444 | 0.009717 | 0.008718 | 0.007935 | 0.007363 | 0.006817 | 0.005882 | 0.005157 | 0.004607 | 0.003954 | 0.00348 | 0.002655 | 0.002112 | 0.001715 | 0.001143 | 0.000643 | 0 | -0.000724 | -0.001217 | -0.001471 | -0.002014 | -0.002363 | -0.002912 | -0.003132 | -0.003553 | -0.003637
0.015236 | 0.017547 | 0.017605 | 0.017007 | 0.015856 | 0.014667 | 0.013071 | 0.011942 | 0.010944 | 0.010171 | 0.009399 | 0.008499 | 0.007771 | 0.007138 | 0.006524 | 0.00573 | 0.004994 | 0.004526 | 0.003893 | 0.003242 | 0.002519 | 0.002067 | 0.001691 | 0.001247 | 0.000651 | 0 | -0.000387 | -0.000876 | -0.0012 | -0.001517 | -0.001952 | -0.002534 | -0.00268 | -0.003011 | -0.003084
0.014492 | 0.01665 | 0.016599 | 0.01616 | 0.015158 | 0.013957 | 0.012438 | 0.011333 | 0.010374 | 0.00947 | 0.008821 | 0.00801 | 0.007231 | 0.006794 | 0.006193 | 0.005297 | 0.004755 | 0.004205 | 0.003711 | 0.003085 | 0.002426 | 0.001931 | 0.001603 | 0.001043 | 0.000603 | 0 | -0.000391 | -0.000789 | -0.001009 | -0.001372 | -0.001765 | -0.00226 | -0.002252 | -0.0026 | -0.002658
0.014019 | 0.016027 | 0.01616 | 0.015707 | 0.014696 | 0.01347 | 0.012075 | 0.010969 | 0.009921 | 0.009205 | 0.008435 | 0.007645 | 0.00695 | 0.006459 | 0.005792 | 0.005029 | 0.004444 | 0.003902 | 0.003227 | 0.002673 | 0.002039 | 0.001663 | 0.001288 | 0.000891 | 0.000398 | 0 | -0.000409 | -0.000875 | -0.000962 | -0.001273 | -0.00162 | -0.00202 | -0.002013 | -0.002324 | -0.002275
0.01351 | 0.015571 | 0.01572 | 0.01527 | 0.014347 | 0.013221 | 0.011869 | 0.010778 | 0.009814 | 0.008992 | 0.008344 | 0.007564 | 0.006827 | 0.006345 | 0.005786 | 0.004943 | 0.0044 | 0.003774 | 0.003169 | 0.002618 | 0.002021 | 0.001504 | 0.001223 | 0.000798 | 0.000422 | 0 | -0.000413 | -0.000749 | -0.000934 | -0.001174 | -0.001334 | -0.001697 | -0.00166 | -0.001887 | -0.001837
0.013069 | 0.015132 | 0.015292 | 0.014986 | 0.014134 | 0.012965 | 0.011573 | 0.010487 | 0.00961 | 0.008775 | 0.008065 | 0.00727 | 0.006623 | 0.006113 | 0.00549 | 0.004761 | 0.004135 | 0.003675 | 0.003009 | 0.002456 | 0.001756 | 0.001464 | 0.001094 | 0.000726 | 0.00034 | 0 | -0.000465 | -0.000635 | -0.00075 | -0.000966 | -0.001083 | -0.001438 | -0.001418 | -0.001623 | -0.001537
0.012737 | 0.014818 | 0.015076 | 0.014724 | 0.013786 | 0.012696 | 0.011345 | 0.010272 | 0.009383 | 0.008602 | 0.007853 | 0.007132 | 0.006408 | 0.005886 | 0.005377 | 0.004537 | 0.004016 | 0.00349 | 0.002848 | 0.002305 | 0.001695 | 0.001265 | 0.001011 | 0.00063 | 0.000253 | 0 | -0.000365 | -0.000519 | -0.00075 | -0.000904 | -0.00101 | -0.001201 | -0.001196 | -0.001347 | -0.001193
0.012456 | 0.014541 | 0.014721 | 0.014407 | 0.013535 | 0.012451 | 0.011114 | 0.010108 | 0.009126 | 0.008329 | 0.007692 | 0.007009 | 0.006283 | 0.005817 | 0.005226 | 0.004465 | 0.003909 | 0.003369 | 0.002781 | 0.002177 | 0.001708 | 0.001249 | 0.001 | 0.000637 | 0.000318 | 0 | -0.000303 | -0.00045 | -0.000499 | -0.000656 | -0.000779 | -0.001051 | -0.000906 | -0.000967 | -0.000828
0.012144 | 0.014121 | 0.014313 | 0.014052 | 0.013139 | 0.012045 | 0.010767 | 0.009695 | 0.008777 | 0.008079 | 0.007403 | 0.00672 | 0.006009 | 0.005596 | 0.005074 | 0.004276 | 0.003699 | 0.003134 | 0.002629 | 0.002092 | 0.001513 | 0.001174 | 0.000917 | 0.000557 | 0.000277 | 0 | -0.00023 | -0.000422 | -0.000475 | -0.000518 | -0.000587 | -0.000755 | -0.000678 | -0.000721 | -0.000584
0.011848 | 0.013744 | 0.013943 | 0.013625 | 0.012711 | 0.011625 | 0.010431 | 0.009392 | 0.008485 | 0.007783 | 0.007168 | 0.00645 | 0.0058 | 0.005307 | 0.004819 | 0.004126 | 0.003565 | 0.003002 | 0.00245 | 0.001899 | 0.001493 | 0.000994 | 0.000799 | 0.000542 | 0.000226 | 0 | -0.000201 | -0.00032 | -0.000359 | -0.000442 | -0.000451 | -0.00065 | -0.000505 | -0.000419 | -0.000314
0.011124 | 0.013007 | 0.013129 | 0.012854 | 0.012072 | 0.011028 | 0.009832 | 0.008834 | 0.008005 | 0.007265 | 0.006696 | 0.006035 | 0.005452 | 0.005055 | 0.004495 | 0.00383 | 0.00326 | 0.002757 | 0.002276 | 0.001737 | 0.001266 | 0.00088 | 0.000706 | 0.000412 | 0.000143 | 0 | -0.000216 | -0.00028 | -0.000309 | -0.000334 | -0.000307 | -0.000495 | -0.000321 | -0.000241 | -0.000115
0.010923 | 0.012663 | 0.012859 | 0.012542 | 0.011663 | 0.010656 | 0.009476 | 0.008503 | 0.007649 | 0.007017 | 0.00641 | 0.005787 | 0.005244 | 0.004832 | 0.004339 | 0.003668 | 0.003161 | 0.002698 | 0.00216 | 0.001547 | 0.001116 | 0.000808 | 0.000601 | 0.000392 | 0.000153 | 0 | -0.000202 | -0.000256 | -0.000256 | -0.000163 | -0.000159 | -0.000248 | -6.1e-05 | -7.2e-05 | 0.000162
0.010372 | 0.012111 | 0.012257 | 0.011905 | 0.011137 | 0.010184 | 0.009044 | 0.008114 | 0.007352 | 0.006677 | 0.00617 | 0.005561 | 0.005008 | 0.004583 | 0.004085 | 0.00349 | 0.002982 | 0.002555 | 0.002016 | 0.001519 | 0.001102 | 0.000711 | 0.000531 | 0.000362 | 0.00012 | 0 | -0.000101 | -0.00017 | -8.1e-05 | -7.5e-05 | 8e-06 | -0.000104 | 0.000107 | 0.000163 | 0.000356
0.009829 | 0.011531 | 0.011662 | 0.011386 | 0.010603 | 0.00963 | 0.008535 | 0.007655 | 0.00688 | 0.006274 | 0.005742 | 0.005154 | 0.004681 | 0.004309 | 0.003822 | 0.003256 | 0.002773 | 0.002365 | 0.001852 | 0.001396 | 0.001016 | 0.000664 | 0.00047 | 0.000205 | 9.3e-05 | 0 | -9.7e-05 | -8.2e-05 | -6.5e-05 | -3e-06 | 1.5e-05 | 1.6e-05 | 0.000251 | 0.000328 | 0.000578
0.009303 | 0.010933 | 0.011147 | 0.010831 | 0.010068 | 0.009154 | 0.008077 | 0.007206 | 0.006476 | 0.0059 | 0.0054 | 0.004883 | 0.004395 | 0.004038 | 0.00362 | 0.003017 | 0.002573 | 0.002135 | 0.001669 | 0.00127 | 0.000809 | 0.000536 | 0.00034 | 0.000161 | 3.5e-05 | 0 | -7.4e-05 | -0.000143 | -3.9e-05 | 6.6e-05 | 0.000117 | 0.000132 | 0.000302 | 0.0004 | 0.000626
0.00914 | 0.010764 | 0.010895 | 0.010584 | 0.009873 | 0.008917 | 0.007865 | 0.007031 | 0.006327 | 0.005725 | 0.00528 | 0.004799 | 0.004204 | 0.003941 | 0.003479 | 0.002889 | 0.002496 | 0.002047 | 0.001623 | 0.001228 | 0.000843 | 0.000521 | 0.000398 | 0.000181 | 0.000117 | 0 | 0 | -6.8e-05 | 6.5e-05 | 0.000136 | 0.000217 | 0.000221 | 0.000484 | 0.000576 | 0.000862
0.008584 | 0.010195 | 0.010403 | 0.010162 | 0.009434 | 0.008487 | 0.007448 | 0.006571 | 0.005949 | 0.005402 | 0.004938 | 0.004405 | 0.003973 | 0.003636 | 0.003215 | 0.002689 | 0.002261 | 0.001907 | 0.001452 | 0.001048 | 0.000737 | 0.000487 | 0.000269 | 0.000172 | 2.5e-05 | 0 | -2.7e-05 | 3.9e-05 | 4.6e-05 | 0.000156 | 0.000316 | 0.000291 | 0.000532 | 0.000648 | 0.000879
0.008171 | 0.009757 | 0.009993 | 0.009713 | 0.009003 | 0.008126 | 0.007111 | 0.006296 | 0.005656 | 0.005108 | 0.004694 | 0.004201 | 0.00376 | 0.003428 | 0.003017 | 0.002502 | 0.002105 | 0.00175 | 0.001343 | 0.000995 | 0.00064 | 0.000391 | 0.00023 | 0.00011 | 5.1e-05 | 0 | -2.1e-05 | -3.8e-05 | 6.3e-05 | 0.000208 | 0.000284 | 0.000351 | 0.000568 | 0.000679 | 0.000932
0.008042 | 0.009647 | 0.009823 | 0.009606 | 0.008904 | 0.008015 | 0.006977 | 0.006107 | 0.005498 | 0.004929 | 0.004506 | 0.004032 | 0.003582 | 0.00331 | 0.002887 | 0.002417 | 0.002043 | 0.001691 | 0.00129 | 0.000924 | 0.000615 | 0.000349 | 0.000236 | 8.6e-05 | 3.9e-05 | 0 | -3.4e-05 | 1.1e-05 | 9.7e-05 | 0.000243 | 0.000344 | 0.000408 | 0.00061 | 0.000797 | 0.000999
0.007812 | 0.009402 | 0.009672 | 0.009434 | 0.008713 | 0.007807 | 0.00676 | 0.005938 | 0.005312 | 0.004758 | 0.004327 | 0.003851 | 0.00347 | 0.00315 | 0.002765 | 0.002291 | 0.001927 | 0.001596 | 0.001218 | 0.000895 | 0.000584 | 0.000372 | 0.000243 | 0.000113 | 4.4e-05 | 0 | 1.3e-05 | 1.8e-05 | 0.000144 | 0.000249 | 0.000422 | 0.00046 | 0.000643 | 0.000806 | 0.001015
0.007412 | 0.009073 | 0.009352 | 0.009118 | 0.008448 | 0.007557 | 0.006563 | 0.005742 | 0.005148 | 0.004615 | 0.004171 | 0.003725 | 0.003344 | 0.003011 | 0.002633 | 0.002192 | 0.001829 | 0.001466 | 0.00114 | 0.000857 | 0.00055 | 0.00038 | 0.000215 | 0.000124 | 7.1e-05 | 0 | 2.8e-05 | 5.2e-05 | 0.000173 | 0.00027 | 0.000407 | 0.00047 | 0.000673 | 0.000822 | 0.001064
0.007003 | 0.008677 | 0.008945 | 0.008788 | 0.008141 | 0.007276 | 0.006277 | 0.00545 | 0.00486 | 0.004344 | 0.003931 | 0.003541 | 0.003076 | 0.002828 | 0.002475 | 0.002029 | 0.001707 | 0.001391 | 0.001041 | 0.000803 | 0.000498 | 0.000306 | 0.000206 | 6.7e-05 | 2.7e-05 | 0 | -7e-06 | 6.2e-05 | 0.000175 | 0.000268 | 0.00042 | 0.000465 | 0.000673 | 0.000829 | 0.001061
0.006576 | 0.008271 | 0.008612 | 0.008454 | 0.007794 | 0.00696 | 0.005982 | 0.005222 | 0.004614 | 0.004151 | 0.00376 | 0.003327 | 0.002893 | 0.002613 | 0.002308 | 0.001889 | 0.00157 | 0.001289 | 0.000978 | 0.000715 | 0.000459 | 0.000279 | 0.000129 | 7.5e-05 | -1e-06 | 0 | -1.7e-05 | 2.2e-05 | 0.000129 | 0.000229 | 0.000395 | 0.000472 | 0.000696 | 0.000837 | 0.001071
0.006435 | 0.00811 | 0.008386 | 0.008183 | 0.007588 | 0.006729 | 0.005808 | 0.00506 | 0.00446 | 0.003959 | 0.003562 | 0.003135 | 0.002765 | 0.002482 | 0.002122 | 0.001744 | 0.001434 | 0.001148 | 0.000907 | 0.000646 | 0.000394 | 0.000194 | 0.000118 | 6.2e-05 | -1.7e-05 | 0 | -5.3e-05 | 3.9e-05 | 0.00011 | 0.000256 | 0.000362 | 0.000466 | 0.000696 | 0.000815 | 0.001044
0.006284 | 0.007892 | 0.00815 | 0.007975 | 0.007348 | 0.006497 | 0.005576 | 0.004824 | 0.00424 | 0.003768 | 0.003396 | 0.002979 | 0.002593 | 0.002323 | 0.002 | 0.001632 | 0.001351 | 0.001079 | 0.00085 | 0.000587 | 0.000417 | 0.000207 | 0.000103 | 3.9e-05 | -4.3e-05 | 0 | -9e-06 | 5e-05 | 0.000113 | 0.000244 | 0.000409 | 0.000521 | 0.000728 | 0.000826 | 0.001133
0.006208 | 0.007778 | 0.008049 | 0.007794 | 0.007164 | 0.006344 | 0.005463 | 0.004737 | 0.004149 | 0.003734 | 0.003307 | 0.002908 | 0.002534 | 0.002268 | 0.001965 | 0.001582 | 0.001295 | 0.001038 | 0.000792 | 0.000589 | 0.000379 | 0.000231 | 0.000127 | 3.3e-05 | 2e-06 | 0 | 2e-06 | 7.4e-05 | 0.000171 | 0.000293 | 0.000452 | 0.000566 | 0.00079 | 0.000914 | 0.001163
0.006103 | 0.007556 | 0.007722 | 0.007496 | 0.006898 | 0.006093 | 0.00523 | 0.004514 | 0.003958 | 0.003473 | 0.003085 | 0.002709 | 0.002347 | 0.002086 | 0.001826 | 0.00148 | 0.00117 | 0.000946 | 0.000702 | 0.000514 | 0.000341 | 0.000188 | 7.8e-05 | 2.2e-05 | -1.2e-05 | 0 | 9e-06 | 6.6e-05 | 0.000186 | 0.00035 | 0.000514 | 0.000599 | 0.000845 | 0.000989 | 0.001262
0.00536 | 0.006651 | 0.006798 | 0.006524 | 0.005925 | 0.005173 | 0.004425 | 0.003815 | 0.003355 | 0.002988 | 0.002656 | 0.00234 | 0.002045 | 0.001832 | 0.001564 | 0.001269 | 0.001055 | 0.000847 | 0.000664 | 0.000484 | 0.000298 | 0.000184 | 0.000135 | 3.5e-05 | -2e-06 | 0 | -5.7e-05 | -3.7e-05 | 4.5e-05 | 0.000127 | 0.000281 | 0.000343 | 0.000538 | 0.000689 | 0.000965
0.005342 | 0.006642 | 0.006733 | 0.006403 | 0.005828 | 0.00514 | 0.004423 | 0.003849 | 0.003361 | 0.002996 | 0.002644 | 0.002336 | 0.001992 | 0.00179 | 0.001538 | 0.001273 | 0.001071 | 0.000867 | 0.000667 | 0.000515 | 0.000368 | 0.000228 | 0.000178 | 9.7e-05 | 1.2e-05 | 0 | -2.1e-05 | -2e-05 | 7.9e-05 | 0.000157 | 0.000333 | 0.000381 | 0.000592 | 0.000744 | 0.000971
0.005176 | 0.006414 | 0.006506 | 0.006261 | 0.00572 | 0.005018 | 0.004329 | 0.00375 | 0.003287 | 0.002887 | 0.002578 | 0.00227 | 0.001982 | 0.001783 | 0.001529 | 0.001234 | 0.001025 | 0.000877 | 0.000651 | 0.000526 | 0.000372 | 0.000191 | 0.000163 | 7e-05 | -3e-06 | 0 | 1.7e-05 | 1.3e-05 | 9.1e-05 | 0.000198 | 0.000327 | 0.000414 | 0.000634 | 0.000807 | 0.001052
0.004903 | 0.006136 | 0.006274 | 0.005997 | 0.005416 | 0.004746 | 0.004039 | 0.003487 | 0.003032 | 0.002694 | 0.002383 | 0.002077 | 0.001795 | 0.001577 | 0.001355 | 0.001091 | 0.000926 | 0.000767 | 0.000622 | 0.000445 | 0.000293 | 0.000184 | 0.000149 | 5.7e-05 | 6.8e-05 | 0 | 1.2e-05 | 1.5e-05 | 9.9e-05 | 0.000204 | 0.000363 | 0.000438 | 0.000643 | 0.000772 | 0.001038
0.004664 | 0.005859 | 0.00593 | 0.005681 | 0.005152 | 0.004507 | 0.003836 | 0.003281 | 0.002871 | 0.002524 | 0.002249 | 0.001978 | 0.001724 | 0.001524 | 0.001282 | 0.001031 | 0.000894 | 0.000704 | 0.000566 | 0.000434 | 0.0003 | 0.000164 | 0.00015 | 7.8e-05 | 2.7e-05 | 0 | 4.7e-05 | 6e-05 | 0.000147 | 0.000266 | 0.000412 | 0.000506 | 0.00069 | 0.000828 | 0.001085
0.00411 | 0.005282 | 0.00545 | 0.005293 | 0.004784 | 0.004136 | 0.003476 | 0.002976 | 0.002541 | 0.002222 | 0.001975 | 0.001726 | 0.001473 | 0.001322 | 0.001136 | 0.000867 | 0.000747 | 0.000572 | 0.000432 | 0.000312 | 0.000214 | 0.000114 | 8.4e-05 | 2.5e-05 | -1.2e-05 | 0 | -1.7e-05 | 4.2e-05 | 0.000126 | 0.00025 | 0.000377 | 0.000468 | 0.000692 | 0.00085 | 0.00111
0.003413 | 0.004649 | 0.004921 | 0.004743 | 0.00431 | 0.003784 | 0.003194 | 0.002747 | 0.002337 | 0.002054 | 0.001807 | 0.00155 | 0.00134 | 0.001167 | 0.001021 | 0.000801 | 0.000666 | 0.000519 | 0.000407 | 0.000296 | 0.000188 | 8.5e-05 | 6.6e-05 | 3e-05 | 7e-06 | 0 | -3e-06 | 5e-05 | 0.00016 | 0.000289 | 0.000432 | 0.000535 | 0.00073 | 0.000864 | 0.001121
0.003004 | 0.004254 | 0.004463 | 0.004357 | 0.003974 | 0.00343 | 0.002814 | 0.002322 | 0.001972 | 0.001698 | 0.001511 | 0.001284 | 0.001075 | 0.00099 | 0.000836 | 0.000606 | 0.000494 | 0.000369 | 0.000286 | 0.000219 | 0.00011 | 5.6e-05 | 2e-06 | -1.6e-05 | -3.9e-05 | 0 | 9e-06 | 5.2e-05 | 0.000143 | 0.00026 | 0.000427 | 0.000536 | 0.000724 | 0.000861 | 0.001077
0.002707 | 0.004023 | 0.004313 | 0.004244 | 0.003885 | 0.003344 | 0.002733 | 0.002279 | 0.001918 | 0.001663 | 0.001475 | 0.001263 | 0.001094 | 0.000931 | 0.000816 | 0.000582 | 0.000478 | 0.000371 | 0.000268 | 0.000189 | 0.000101 | 2.3e-05 | 9e-06 | 2e-06 | -1.8e-05 | 0 | 2e-05 | 7.7e-05 | 0.000172 | 0.000305 | 0.000452 | 0.000541 | 0.000753 | 0.000898 | 0.001127
0.002387 | 0.003732 | 0.004052 | 0.003972 | 0.0037 | 0.003232 | 0.002653 | 0.002226 | 0.001914 | 0.001636 | 0.001448 | 0.001224 | 0.001041 | 0.000941 | 0.00078 | 0.00057 | 0.000487 | 0.000349 | 0.000255 | 0.000178 | 8.8e-05 | -1.3e-05 | 1.6e-05 | -2.6e-05 | -4e-06 | 0 | 2.5e-05 | 8.9e-05 | 0.000212 | 0.000327 | 0.000467 | 0.000546 | 0.000824 | 0.00091 | 0.001184
0.002255 | 0.003645 | 0.003972 | 0.003949 | 0.003677 | 0.003183 | 0.00261 | 0.00216 | 0.001818 | 0.001548 | 0.001376 | 0.00117 | 0.000972 | 0.000888 | 0.000741 | 0.000532 | 0.000392 | 0.000284 | 0.000218 | 0.000135 | 5.9e-05 | -4.4e-05 | -3.1e-05 | -6.3e-05 | -3.5e-05 | 0 | 1.3e-05 | 7.3e-05 | 0.000219 | 0.000319 | 0.000478 | 0.000559 | 0.000791 | 0.00091 | 0.001171
0.002263 | 0.003596 | 0.003978 | 0.003953 | 0.00364 | 0.003152 | 0.002615 | 0.002183 | 0.001842 | 0.001559 | 0.001383 | 0.001141 | 0.000979 | 0.000858 | 0.000712 | 0.000526 | 0.000374 | 0.000311 | 0.000184 | 0.000144 | 6.4e-05 | -3.6e-05 | -3.1e-05 | -6.5e-05 | -6.1e-05 | 0 | 1.5e-05 | 5.8e-05 | 0.000215 | 0.000299 | 0.000472 | 0.000576 | 0.000786 | 0.000908 | 0.001174
0.002359 | 0.003721 | 0.004031 | 0.004013 | 0.003726 | 0.003292 | 0.002737 | 0.002259 | 0.001929 | 0.001669 | 0.001445 | 0.001209 | 0.001033 | 0.000915 | 0.000742 | 0.000553 | 0.000446 | 0.000306 | 0.000242 | 0.000126 | 6.6e-05 | -2.4e-05 | -8e-06 | -5.3e-05 | -4.4e-05 | 0 | 6.8e-05 | 0.000107 | 0.000222 | 0.000339 | 0.000512 | 0.000653 | 0.000833 | 0.000974 | 0.001252
0.002376 | 0.003717 | 0.004043 | 0.004053 | 0.003753 | 0.003295 | 0.002717 | 0.002237 | 0.001895 | 0.001593 | 0.001415 | 0.0012 | 0.000939 | 0.000849 | 0.000678 | 0.0005 | 0.00039 | 0.000286 | 0.000174 | 0.000103 | 9e-06 | -7e-05 | -6e-05 | -7.3e-05 | -7.8e-05 | 0 | -1.4e-05 | 6.6e-05 | 0.000168 | 0.000321 | 0.000484 | 0.000558 | 0.000792 | 0.00095 | 0.001171
0.002556 | 0.003886 | 0.004236 | 0.004183 | 0.003843 | 0.003366 | 0.002813 | 0.002351 | 0.002004 | 0.001719 | 0.001518 | 0.001237 | 0.001059 | 0.000921 | 0.000759 | 0.000573 | 0.000454 | 0.000318 | 0.000235 | 0.000145 | 4.1e-05 | -2.9e-05 | -2.1e-05 | -2.8e-05 | -3.2e-05 | 0 | 1.2e-05 | 7.8e-05 | 0.000215 | 0.000341 | 0.000509 | 0.000597 | 0.000847 | 0.000975 | 0.001235
0.002696 | 0.004027 | 0.004282 | 0.004235 | 0.003952 | 0.003498 | 0.002926 | 0.00246 | 0.00211 | 0.001822 | 0.001594 | 0.001354 | 0.001129 | 0.001053 | 0.000822 | 0.000627 | 0.00052 | 0.000368 | 0.000292 | 0.000169 | 0.000104 | -3e-06 | 9e-06 | -2e-05 | -2.2e-05 | 0 | 7.4e-05 | 0.00013 | 0.000242 | 0.000384 | 0.00054 | 0.000671 | 0.000862 | 0.001048 | 0.001265
0.002768 | 0.004062 | 0.004378 | 0.00433 | 0.004002 | 0.003529 | 0.00296 | 0.002503 | 0.002163 | 0.001838 | 0.001623 | 0.001349 | 0.001153 | 0.000998 | 0.000853 | 0.000645 | 0.000523 | 0.000384 | 0.000231 | 0.000117 | 6.6e-05 | -5.7e-05 | -3.7e-05 | -7.3e-05 | -9.1e-05 | 0 | 2e-05 | 7.3e-05 | 0.000211 | 0.000334 | 0.000508 | 0.000589 | 0.000815 | 0.000994 | 0.001208
0.002904 | 0.004183 | 0.004475 | 0.004375 | 0.004051 | 0.003594 | 0.003038 | 0.002594 | 0.002228 | 0.001958 | 0.001722 | 0.001458 | 0.001251 | 0.001099 | 0.000938 | 0.00069 | 0.00058 | 0.000416 | 0.000308 | 0.0002 | 9.3e-05 | -1e-05 | 1e-05 | -4.3e-05 | -2.3e-05 | 0 | 6.9e-05 | 0.000138 | 0.000257 | 0.000407 | 0.000547 | 0.000664 | 0.000861 | 0.001023 | 0.001273
0.002894 | 0.004156 | 0.004432 | 0.004368 | 0.004071 | 0.003638 | 0.003075 | 0.002615 | 0.002246 | 0.001935 | 0.001725 | 0.001489 | 0.001228 | 0.001105 | 0.0009 | 0.000687 | 0.000554 | 0.000393 | 0.000269 | 0.000177 | 6.5e-05 | -3.5e-05 | -4.6e-05 | -6.4e-05 | -4e-05 | 0 | 1.8e-05 | 0.000105 | 0.000232 | 0.000368 | 0.000528 | 0.000618 | 0.000847 | 0.001001 | 0.001225
0.002792 | 0.00403 | 0.004358 | 0.004298 | 0.00398 | 0.003525 | 0.003017 | 0.002571 | 0.002235 | 0.001947 | 0.00175 | 0.001469 | 0.001263 | 0.001152 | 0.000973 | 0.000719 | 0.000569 | 0.000416 | 0.000296 | 0.000178 | 7.5e-05 | -2.8e-05 | -1e-05 | -6.8e-05 | -6.5e-05 | 0 | 1.2e-05 | 0.000113 | 0.000217 | 0.000385 | 0.000525 | 0.000659 | 0.000865 | 0.001012 | 0.001234
0.002985 | 0.004293 | 0.004599 | 0.00451 | 0.004198 | 0.003797 | 0.00328 | 0.002822 | 0.002466 | 0.002155 | 0.001905 | 0.001623 | 0.001374 | 0.001258 | 0.001062 | 0.000797 | 0.000671 | 0.000502 | 0.00036 | 0.000247 | 0.000136 | -5e-06 | 1e-06 | -1.6e-05 | -5e-05 | 0 | 6.1e-05 | 0.000124 | 0.000279 | 0.000423 | 0.000576 | 0.000698 | 0.000934 | 0.001061 | 0.001317
0.003187 | 0.004374 | 0.004627 | 0.004549 | 0.004203 | 0.003758 | 0.003222 | 0.002749 | 0.002379 | 0.002077 | 0.001822 | 0.001578 | 0.001325 | 0.001202 | 0.000972 | 0.000749 | 0.000609 | 0.000418 | 0.0003 | 0.000189 | 7.3e-05 | -4.1e-05 | -4.4e-05 | -9e-05 | -8e-05 | 0 | 4.1e-05 | 0.000104 | 0.000237 | 0.000373 | 0.000583 | 0.000682 | 0.000918 | 0.001077 | 0.001319
0.003232 | 0.004386 | 0.004664 | 0.004525 | 0.004169 | 0.003725 | 0.003189 | 0.002749 | 0.002392 | 0.002099 | 0.001842 | 0.001549 | 0.001328 | 0.001212 | 0.000983 | 0.000732 | 0.000568 | 0.000421 | 0.000275 | 0.000171 | 4.4e-05 | -5.7e-05 | -5e-05 | -0.000107 | -8.9e-05 | 0 | 7e-06 | 9.9e-05 | 0.000242 | 0.000405 | 0.000608 | 0.000703 | 0.000895 | 0.001068 | 0.001335
0.003254 | 0.004401 | 0.004591 | 0.004474 | 0.004137 | 0.0037 | 0.003146 | 0.002724 | 0.00237 | 0.002053 | 0.001812 | 0.001528 | 0.001282 | 0.00119 | 0.000926 | 0.000724 | 0.00054 | 0.000408 | 0.000291 | 0.000133 | 8.1e-05 | -4.3e-05 | -4.3e-05 | -2.9e-05 | -7e-05 | 0 | 6.9e-05 | 0.000147 | 0.000301 | 0.000423 | 0.000601 | 0.000746 | 0.000956 | 0.001161 | 0.001413
0.003358 | 0.004443 | 0.004655 | 0.004557 | 0.004162 | 0.003723 | 0.003186 | 0.002736 | 0.002377 | 0.002046 | 0.00183 | 0.001552 | 0.001313 | 0.001231 | 0.000962 | 0.00071 | 0.00054 | 0.0004 | 0.000287 | 0.00016 | 5.6e-05 | -4.7e-05 | 9e-06 | -4.8e-05 | -4.8e-05 | 0 | 7.6e-05 | 0.000175 | 0.000308 | 0.000479 | 0.000671 | 0.000779 | 0.001011 | 0.001177 | 0.001445
0.003453 | 0.004528 | 0.004728 | 0.004571 | 0.004197 | 0.003738 | 0.003243 | 0.002806 | 0.002424 | 0.002081 | 0.001842 | 0.001576 | 0.001296 | 0.001193 | 0.000998 | 0.000695 | 0.000558 | 0.000419 | 0.000257 | 0.000163 | 5.2e-05 | -4.2e-05 | -3e-06 | -4.9e-05 | -5.9e-05 | 0 | 8.1e-05 | 0.000161 | 0.000327 | 0.000494 | 0.000653 | 0.000775 | 0.001027 | 0.001182 | 0.00144
0.003546 | 0.004657 | 0.004802 | 0.004667 | 0.004307 | 0.003854 | 0.003315 | 0.002878 | 0.002511 | 0.002163 | 0.00193 | 0.001608 | 0.001344 | 0.001263 | 0.00099 | 0.000709 | 0.000566 | 0.000421 | 0.000313 | 0.000156 | 5e-05 | -5.8e-05 | -5.4e-05 | -8.5e-05 | -7e-05 | 0 | 4.7e-05 | 0.000115 | 0.000285 | 0.000463 | 0.00066 | 0.000784 | 0.000992 | 0.001167 | 0.001411
0.003941 | 0.004962 | 0.005111 | 0.004931 | 0.004514 | 0.004031 | 0.00344 | 0.002993 | 0.002635 | 0.002292 | 0.001961 | 0.00171 | 0.001446 | 0.001297 | 0.001018 | 0.000787 | 0.000625 | 0.000494 | 0.000347 | 0.00018 | 8.6e-05 | -1.7e-05 | -2.5e-05 | -5.5e-05 | -2.4e-05 | 0 | 7.1e-05 | 0.000144 | 0.00029 | 0.000517 | 0.000673 | 0.000826 | 0.000987 | 0.001136 | 0.001458
0.004268 | 0.005264 | 0.005341 | 0.005104 | 0.00467 | 0.004195 | 0.003612 | 0.003139 | 0.002736 | 0.002376 | 0.002105 | 0.001786 | 0.001497 | 0.001347 | 0.001116 | 0.000822 | 0.000621 | 0.000517 | 0.000305 | 0.000203 | 6.6e-05 | 1.5e-05 | -2.5e-05 | -5.4e-05 | -4.9e-05 | 0 | 3e-05 | 0.000157 | 0.000296 | 0.000496 | 0.000644 | 0.000774 | 0.001019 | 0.001151 | 0.001399
0.004264 | 0.005241 | 0.005341 | 0.005148 | 0.004709 | 0.004217 | 0.003618 | 0.00314 | 0.002716 | 0.002384 | 0.002096 | 0.001781 | 0.001526 | 0.001401 | 0.001106 | 0.000865 | 0.000673 | 0.00051 | 0.000346 | 0.00021 | 9.5e-05 | -1.5e-05 | -6e-06 | -6.6e-05 | -5.3e-05 | 0 | 2.8e-05 | 0.000125 | 0.000244 | 0.000469 | 0.000633 | 0.000723 | 0.00097 | 0.001107 | 0.001371
0.004438 | 0.005387 | 0.005516 | 0.005262 | 0.004795 | 0.004308 | 0.003711 | 0.003275 | 0.002829 | 0.002484 | 0.002152 | 0.001815 | 0.001561 | 0.00141 | 0.001198 | 0.000857 | 0.000718 | 0.000513 | 0.000348 | 0.000242 | 0.000122 | 5.3e-05 | -4e-06 | -5.6e-05 | -5.3e-05 | 0 | 4.4e-05 | 0.000145 | 0.000266 | 0.000456 | 0.000619 | 0.000691 | 0.000878 | 0.001088 | 0.0013
0.004565 | 0.005514 | 0.005562 | 0.005331 | 0.004877 | 0.004387 | 0.003821 | 0.003331 | 0.002874 | 0.002505 | 0.002272 | 0.00193 | 0.001651 | 0.001463 | 0.001193 | 0.0009 | 0.000703 | 0.00057 | 0.000347 | 0.000224 | 0.000121 | 3.5e-05 | -2e-05 | -6.7e-05 | -4.5e-05 | 0 | 6.5e-05 | 0.000123 | 0.000308 | 0.000433 | 0.000587 | 0.000665 | 0.000935 | 0.001048 | 0.001335
0.004819 | 0.005653 | 0.005722 | 0.005467 | 0.004943 | 0.004445 | 0.00383 | 0.003313 | 0.002891 | 0.002539 | 0.002263 | 0.001886 | 0.001611 | 0.001458 | 0.00117 | 0.000877 | 0.000649 | 0.000514 | 0.000357 | 0.000166 | 8.8e-05 | -6.7e-05 | -4.2e-05 | -0.00011 | -0.000126 | 0 | 2.4e-05 | 8.3e-05 | 0.000223 | 0.000401 | 0.000572 | 0.000615 | 0.000854 | 0.000995 | 0.001244
0.004842 | 0.005659 | 0.005717 | 0.005419 | 0.004942 | 0.004453 | 0.003835 | 0.003389 | 0.002949 | 0.002568 | 0.002242 | 0.001912 | 0.001658 | 0.001521 | 0.001232 | 0.000942 | 0.000713 | 0.000582 | 0.000433 | 0.000249 | 0.000151 | 5.9e-05 | 1.6e-05 | -2.7e-05 | 1.8e-05 | 0 | 6.6e-05 | 0.00014 | 0.000305 | 0.000437 | 0.000678 | 0.000693 | 0.000982 | 0.001035 | 0.001342
0.004771 | 0.005589 | 0.0056 | 0.005362 | 0.004899 | 0.004382 | 0.003777 | 0.003295 | 0.002852 | 0.002476 | 0.002213 | 0.001873 | 0.001543 | 0.001447 | 0.001169 | 0.000867 | 0.00063 | 0.00051 | 0.000333 | 0.000242 | 0.000112 | -4.4e-05 | -2.7e-05 | -6.7e-05 | -5.1e-05 | 0 | 1.5e-05 | 0.000111 | 0.000242 | 0.000408 | 0.000572 | 0.000646 | 0.000891 | 0.00103 | 0.001325
0.004738 | 0.00551 | 0.005554 | 0.005306 | 0.004797 | 0.004349 | 0.003759 | 0.003256 | 0.002822 | 0.002465 | 0.002203 | 0.001805 | 0.001543 | 0.001366 | 0.001162 | 0.000785 | 0.000645 | 0.000558 | 0.000325 | 0.000228 | 7e-05 | -2.6e-05 | -6.2e-05 | -3.9e-05 | -4.2e-05 | 0 | 7.5e-05 | 0.000185 | 0.000289 | 0.000472 | 0.000607 | 0.000618 | 0.000899 | 0.001038 | 0.001317
0.00445 | 0.005275 | 0.005347 | 0.005079 | 0.004626 | 0.004248 | 0.003616 | 0.003186 | 0.002758 | 0.002355 | 0.002121 | 0.00175 | 0.001503 | 0.001343 | 0.001084 | 0.000813 | 0.000661 | 0.000487 | 0.000321 | 0.00018 | 9.4e-05 | -2.6e-05 | 3.2e-05 | -4.2e-05 | -1.8e-05 | 0 | 4.6e-05 | 0.00015 | 0.000311 | 0.000495 | 0.000666 | 0.000717 | 0.000994 | 0.001093 | 0.00138
0.004373 | 0.005188 | 0.005236 | 0.004996 | 0.004602 | 0.004177 | 0.00358 | 0.003156 | 0.002666 | 0.00233 | 0.002044 | 0.001701 | 0.001437 | 0.001291 | 0.00106 | 0.000736 | 0.000591 | 0.000436 | 0.000267 | 0.00019 | 1.4e-05 | -3e-05 | -1.6e-05 | -4.6e-05 | -1.4e-05 | 0 | 9.5e-05 | 0.000163 | 0.000328 | 0.000508 | 0.000596 | 0.000697 | 0.001021 | 0.001105 | 0.001417
0.004189 | 0.005044 | 0.005133 | 0.004926 | 0.004456 | 0.004059 | 0.003497 | 0.003081 | 0.002609 | 0.002262 | 0.002033 | 0.001617 | 0.001323 | 0.001223 | 0.000971 | 0.000678 | 0.000464 | 0.000406 | 0.000234 | 0.00014 | -1.3e-05 | -7.8e-05 | -4.4e-05 | -7e-05 | -8.9e-05 | 0 | 5.8e-05 | 0.000105 | 0.000313 | 0.000534 | 0.000639 | 0.000719 | 0.001096 | 0.001115 | 0.001471
0.004025 | 0.00491 | 0.004984 | 0.004769 | 0.004367 | 0.004006 | 0.003448 | 0.003033 | 0.002576 | 0.002234 | 0.001975 | 0.0016 | 0.001309 | 0.001142 | 0.000954 | 0.000612 | 0.000505 | 0.000389 | 0.000285 | 0.000121 | -1.6e-05 | -9.1e-05 | -4.3e-05 | -2.6e-05 | -1.7e-05 | 0 | 9.2e-05 | 0.000144 | 0.000357 | 0.000561 | 0.000771 | 0.000848 | 0.0011 | 0.001181 | 0.001521
0.003612 | 0.004429 | 0.004549 | 0.004375 | 0.004034 | 0.003721 | 0.003175 | 0.002718 | 0.002336 | 0.002011 | 0.001756 | 0.001517 | 0.00118 | 0.001058 | 0.000885 | 0.000527 | 0.000403 | 0.000254 | 0.000129 | 1.2e-05 | -0.00011 | -0.000148 | -2e-06 | -0.000126 | -0.000103 | 0 | 4.2e-05 | 0.000144 | 0.00035 | 0.000543 | 0.000701 | 0.000685 | 0.001091 | 0.001263 | 0.001524
0.003361 | 0.004155 | 0.004268 | 0.004076 | 0.003631 | 0.003412 | 0.002895 | 0.0025 | 0.00216 | 0.00179 | 0.001641 | 0.001339 | 0.000973 | 0.000937 | 0.000696 | 0.000414 | 0.000313 | 0.000239 | 7.7e-05 | -2.8e-05 | -0.00016 | -0.000216 | -0.000115 | -4.7e-05 | -0.000143 | 0 | 3.2e-05 | 0.000113 | 0.000343 | 0.000518 | 0.000753 | 0.000773 | 0.001101 | 0.001165 | 0.001456
0.004965 | 0.005586 | 0.005484 | 0.005167 | 0.004642 | 0.004209 | 0.003533 | 0.003126 | 0.002639 | 0.002325 | 0.002043 | 0.001585 | 0.0013 | 0.001374 | 0.001021 | 0.000622 | 0.000527 | 0.000395 | 0.000323 | 0.000211 | 7.8e-05 | -8.8e-05 | -2.1e-05 | -4.3e-05 | -5.8e-05 | 0 | 3.1e-05 | 0.00016 | 0.000331 | 0.000518 | 0.000631 | 0.000558 | 0.000906 | 0.000925 | 0.001292

## ACS137_CC_tcarray
0.049671 | 0.049123 | 0.047169 | 0.046908 | 0.046122 | 0.041373 | 0.037819 | 0.034901 | 0.030656 | 0.029185 | 0.026534 | 0.024684 | 0.020655 | 0.019981 | 0.018545 | 0.01699 | 0.014504 | 0.011826 | 0.010427 | 0.007594 | 0.007243 | 0.004743 | 0.003775 | 0.001557 | 0.000841 | 0 | -0.001158 | -0.003272 | -0.004111 | -0.006712 | -0.008873 | -0.012543 | -0.012905 | -0.01421 | -0.015339
0.042992 | 0.042766 | 0.042499 | 0.040322 | 0.038285 | 0.036537 | 0.033606 | 0.029657 | 0.02843 | 0.025587 | 0.024318 | 0.020546 | 0.01823 | 0.017535 | 0.016402 | 0.013428 | 0.012282 | 0.009625 | 0.009118 | 0.007092 | 0.006951 | 0.004973 | 0.003924 | 0.001851 | 0.001812 | 0 | -0.000627 | -0.002599 | -0.003719 | -0.004471 | -0.007305 | -0.009055 | -0.009067 | -0.012773 | -0.014078
0.038171 | 0.038723 | 0.037053 | 0.035955 | 0.035562 | 0.032369 | 0.02976 | 0.026093 | 0.023606 | 0.022591 | 0.020808 | 0.017529 | 0.015626 | 0.014279 | 0.013446 | 0.011881 | 0.010066 | 0.008011 | 0.007169 | 0.005319 | 0.005154 | 0.004387 | 0.002939 | 0.001014 | 0.000799 | 0 | -0.001147 | -0.002253 | -0.002823 | -0.004606 | -0.006567 | -0.007672 | -0.00863 | -0.010989 | -0.011298
0.030871 | 0.03076 | 0.030706 | 0.030336 | 0.029077 | 0.026243 | 0.023569 | 0.020711 | 0.019565 | 0.018034 | 0.01615 | 0.014199 | 0.012325 | 0.011979 | 0.009522 | 0.009029 | 0.007655 | 0.005542 | 0.004703 | 0.003393 | 0.002467 | 0.002164 | 0.000755 | -0.000284 | -0.001054 | 0 | -0.001808 | -0.00283 | -0.00438 | -0.005088 | -0.00651 | -0.008039 | -0.009311 | -0.009899 | -0.011594
0.026874 | 0.028128 | 0.027744 | 0.026343 | 0.026345 | 0.02457 | 0.022333 | 0.019707 | 0.017883 | 0.017301 | 0.015309 | 0.013023 | 0.010965 | 0.01111 | 0.009997 | 0.008784 | 0.007506 | 0.005228 | 0.004988 | 0.003268 | 0.003721 | 0.002713 | 0.001642 | 0.000799 | 0.000762 | 0 | -0.00049 | -0.00216 | -0.002221 | -0.002755 | -0.004243 | -0.006015 | -0.005747 | -0.008394 | -0.007569
0.027739 | 0.02678 | 0.025812 | 0.02528 | 0.024786 | 0.02192 | 0.019312 | 0.016938 | 0.015612 | 0.014095 | 0.012786 | 0.01163 | 0.009859 | 0.008938 | 0.008381 | 0.006958 | 0.006371 | 0.005286 | 0.003625 | 0.003353 | 0.002381 | 0.002198 | 0.001665 | 0.000534 | 0.000326 | 0 | -0.000635 | -0.000445 | -0.001084 | -0.002543 | -0.00376 | -0.00417 | -0.004642 | -0.005174 | -0.00587
0.022578 | 0.0227 | 0.022713 | 0.022177 | 0.021043 | 0.019324 | 0.017307 | 0.015003 | 0.013682 | 0.013221 | 0.011976 | 0.010009 | 0.00878 | 0.008395 | 0.007408 | 0.006073 | 0.004634 | 0.003822 | 0.004038 | 0.002561 | 0.002257 | 0.001463 | 0.001059 | 0.000362 | -0.000228 | 0 | -0.000162 | -0.001468 | -0.001547 | -0.001854 | -0.002606 | -0.00402 | -0.004136 | -0.005409 | -0.005841
0.021312 | 0.02141 | 0.02038 | 0.019347 | 0.01934 | 0.017557 | 0.015507 | 0.013327 | 0.01196 | 0.011283 | 0.010225 | 0.008771 | 0.007645 | 0.00697 | 0.006276 | 0.005372 | 0.004388 | 0.003338 | 0.002413 | 0.001683 | 0.001767 | 0.001691 | 0.00084 | 7e-06 | 0.000629 | 0 | -0.00026 | -0.000753 | -0.001061 | -0.001823 | -0.002236 | -0.003649 | -0.003153 | -0.004031 | -0.004184
0.018941 | 0.0189 | 0.018788 | 0.018629 | 0.017686 | 0.015715 | 0.013196 | 0.011441 | 0.010426 | 0.009512 | 0.008697 | 0.007821 | 0.006091 | 0.005835 | 0.004913 | 0.004922 | 0.00391 | 0.002477 | 0.002549 | 0.001628 | 0.001492 | 0.001009 | 0.000452 | 0.00014 | -0.000209 | 0 | -4.4e-05 | -0.000482 | -0.000856 | -0.001029 | -0.001751 | -0.002459 | -0.002512 | -0.003025 | -0.002916
0.016641 | 0.017039 | 0.016837 | 0.015892 | 0.015346 | 0.013752 | 0.012217 | 0.010222 | 0.009291 | 0.009112 | 0.007708 | 0.006535 | 0.005651 | 0.005129 | 0.004738 | 0.003343 | 0.002845 | 0.002473 | 0.001805 | 0.001696 | 0.000982 | 0.000741 | 0.000424 | 0.000179 | 0.000183 | 0 | 0.000242 | -0.000466 | -0.000154 | -0.000226 | -0.001223 | -0.00167 | -0.001968 | -0.002494 | -0.00279
0.01413 | 0.014408 | 0.013769 | 0.013638 | 0.013594 | 0.012015 | 0.010122 | 0.008157 | 0.007103 | 0.006388 | 0.005787 | 0.00486 | 0.004049 | 0.003953 | 0.003161 | 0.002772 | 0.002065 | 0.001498 | 0.001119 | 0.000459 | 0.000648 | 0.000292 | 0.00045 | -0.000646 | -0.000113 | 0 | -0.000616 | -0.000395 | -0.000866 | -0.001118 | -0.001176 | -0.001614 | -0.001698 | -0.00186 | -0.001911
0.012898 | 0.012954 | 0.013312 | 0.012908 | 0.011936 | 0.010393 | 0.008761 | 0.007158 | 0.006374 | 0.006276 | 0.005668 | 0.004449 | 0.003386 | 0.003359 | 0.002838 | 0.002471 | 0.001987 | 0.001205 | 0.001061 | 0.000775 | 0.000282 | 0.000388 | -2.5e-05 | 0.000236 | 8.6e-05 | 0 | 0.000328 | -1.2e-05 | 0.000117 | -8.4e-05 | -0.000403 | -0.00089 | -0.000581 | -0.00135 | -0.001284
0.010531 | 0.01089 | 0.010358 | 0.009924 | 0.010063 | 0.008928 | 0.007449 | 0.006188 | 0.005215 | 0.005154 | 0.004088 | 0.003413 | 0.002667 | 0.00243 | 0.001902 | 0.001607 | 0.001175 | 0.00079 | 0.000678 | 8.8e-05 | 0.000319 | -0.000131 | -0.000107 | -0.000485 | -0.000266 | 0 | -0.000299 | -0.000453 | -8.7e-05 | -4.8e-05 | -0.00066 | -0.000696 | -0.000595 | -0.001112 | -0.000763
0.010399 | 0.010654 | 0.010511 | 0.010521 | 0.009983 | 0.00829 | 0.006762 | 0.005131 | 0.004559 | 0.003825 | 0.003458 | 0.002887 | 0.002301 | 0.001763 | 0.001576 | 0.000946 | 0.000815 | 0.000483 | 0.000412 | 4.8e-05 | 0.00016 | -8.8e-05 | 5.2e-05 | -0.000242 | -9.3e-05 | 0 | 0.000255 | 0.000341 | -0.000204 | -3e-05 | 3.3e-05 | -0.000515 | -0.000409 | -0.000517 | -0.000196
0.008293 | 0.008453 | 0.0089 | 0.008503 | 0.007986 | 0.006787 | 0.005442 | 0.004307 | 0.003753 | 0.003677 | 0.002901 | 0.002076 | 0.001703 | 0.0016 | 0.001413 | 0.000802 | 0.000492 | 7.5e-05 | -6.1e-05 | -0.000165 | -8.2e-05 | 8e-05 | -0.000149 | -0.000238 | -3.7e-05 | 0 | 0.000266 | 8.5e-05 | 0.000371 | 0.000181 | 0.000179 | -0.000335 | 1e-05 | -0.000295 | -0.000133
0.008087 | 0.008302 | 0.007624 | 0.007347 | 0.007435 | 0.006325 | 0.004914 | 0.003526 | 0.002946 | 0.002585 | 0.002139 | 0.001611 | 0.000948 | 0.000683 | 0.000766 | 0.000629 | 3.5e-05 | -4e-05 | -5.6e-05 | -0.00036 | -0.000152 | -0.000359 | -0.000203 | -0.00049 | -2.9e-05 | 0 | -2.2e-05 | -7.5e-05 | 0.000118 | 0.000276 | -0.000152 | 1e-05 | -0.000105 | -5e-05 | 3.9e-05
0.007248 | 0.007023 | 0.007163 | 0.007286 | 0.006737 | 0.005367 | 0.004078 | 0.002856 | 0.002447 | 0.002345 | 0.001735 | 0.00108 | 0.000882 | 0.00068 | 0.000362 | 8.8e-05 | -2e-05 | -0.000344 | -0.000133 | -0.00038 | -0.000268 | -0.000286 | -0.000306 | -0.000387 | -0.000227 | 0 | 0.000218 | 0.000254 | -4.4e-05 | 0.000151 | 0.000452 | -8e-06 | 0.000354 | 0.000116 | 0.000514
0.006037 | 0.0063 | 0.006423 | 0.005898 | 0.005577 | 0.004797 | 0.00348 | 0.00242 | 0.002071 | 0.00191 | 0.001445 | 0.000831 | 0.000206 | 0.000143 | 8.4e-05 | -0.000254 | -0.000401 | -0.000589 | -0.000517 | -0.000468 | -0.000683 | -0.000391 | -0.000483 | -0.000397 | -0.000272 | 0 | 0.00021 | -6.9e-05 | 0.000391 | 0.000364 | 0.000281 | 0.000226 | 0.000284 | 9.2e-05 | 0.000424
0.006627 | 0.006444 | 0.00591 | 0.005788 | 0.00569 | 0.004448 | 0.003144 | 0.001963 | 0.001482 | 0.001276 | 0.000765 | 0.000593 | -6e-06 | 2e-06 | -0.000269 | -0.000364 | -0.000677 | -0.000719 | -0.000766 | -0.000835 | -0.00041 | -0.000587 | -0.000429 | -0.000506 | -0.000211 | 0 | 7e-06 | 0.000134 | 0.000126 | 0.000332 | 0.000263 | 0.000281 | 0.000444 | 0.000516 | 0.000711
0.005588 | 0.005307 | 0.005558 | 0.005329 | 0.004821 | 0.003684 | 0.002516 | 0.001535 | 0.001191 | 0.001032 | 0.000798 | 0.000123 | -6.9e-05 | -0.000221 | -0.000199 | -0.000469 | -0.000548 | -0.000693 | -0.000448 | -0.000549 | -0.000557 | -0.00045 | -0.000346 | -0.000503 | -0.000261 | 0 | 0.000219 | 0.000142 | 0.000348 | 0.000476 | 0.000648 | 0.0004 | 0.000552 | 0.000414 | 0.000873
0.005821 | 0.005644 | 0.005273 | 0.004709 | 0.004577 | 0.003738 | 0.002674 | 0.001632 | 0.001189 | 0.000999 | 0.000589 | 0.000116 | -0.000152 | -0.00029 | -0.000508 | -0.000635 | -0.000729 | -0.000672 | -0.000762 | -0.000765 | -0.000584 | -0.000562 | -0.000506 | -0.000332 | -0.000117 | 0 | 9.5e-05 | 0.00026 | 0.000549 | 0.000637 | 0.000555 | 0.0005 | 0.000738 | 0.000753 | 0.000789
0.004899 | 0.004437 | 0.003968 | 0.004149 | 0.0039 | 0.002781 | 0.00158 | 0.000484 | 5.9e-05 | -5.5e-05 | -0.000203 | -0.000442 | -0.000587 | -0.000889 | -0.000884 | -0.000949 | -0.000914 | -0.000965 | -0.000817 | -0.000716 | -0.000419 | -0.000458 | -0.00029 | -0.000418 | -0.000104 | 0 | 0.00011 | 0.000297 | 0.000285 | 0.000325 | 0.000373 | 0.000393 | 0.000793 | 0.000626 | 0.001045
0.005433 | 0.005002 | 0.005178 | 0.004665 | 0.00397 | 0.002832 | 0.001636 | 0.000768 | 0.00048 | 0.00043 | 9.7e-05 | -0.000618 | -0.000739 | -0.000779 | -0.000777 | -0.000788 | -0.000982 | -0.000857 | -0.000695 | -0.000808 | -0.000732 | -0.00044 | -0.000527 | -0.000311 | -0.000306 | 0 | 9.9e-05 | 0.000165 | 0.000472 | 0.000468 | 0.000555 | 0.000449 | 0.000621 | 0.000691 | 0.000894
0.004965 | 0.004703 | 0.004154 | 0.003782 | 0.003807 | 0.002867 | 0.001632 | 0.000528 | 0.000124 | 4.7e-05 | -0.000287 | -0.000322 | -0.000966 | -0.000817 | -0.000923 | -0.00106 | -0.001048 | -0.001019 | -0.000946 | -0.000785 | -0.00046 | -0.000507 | -0.000386 | -0.000299 | 3.9e-05 | 0 | 0.000311 | 0.000349 | 0.00048 | 0.000686 | 0.000594 | 0.00074 | 0.000711 | 0.000857 | 0.001
0.004514 | 0.003887 | 0.003742 | 0.003711 | 0.003248 | 0.00201 | 0.000837 | -0.000125 | -0.000377 | -0.000439 | -0.000704 | -0.001079 | -0.00093 | -0.001224 | -0.00121 | -0.001214 | -0.001268 | -0.001352 | -0.00103 | -0.000863 | -0.000818 | -0.000599 | -0.000419 | -0.000477 | -0.000325 | 0 | 4.1e-05 | -4e-05 | 0.0001 | 0.000214 | 0.00031 | 0.000266 | 0.000419 | 0.000522 | 0.000911
0.004654 | 0.004248 | 0.004155 | 0.003531 | 0.003144 | 0.002198 | 0.001132 | 0.000319 | -6.4e-05 | -0.000163 | -0.000358 | -0.000811 | -0.001104 | -0.001095 | -0.001066 | -0.001221 | -0.001123 | -0.000946 | -0.000805 | -0.000748 | -0.000583 | -0.000434 | -0.000315 | -0.000255 | 3.3e-05 | 0 | 0.000191 | 0.000245 | 0.00044 | 0.000555 | 0.000505 | 0.00055 | 0.000817 | 0.000766 | 0.001034
0.004459 | 0.003983 | 0.003302 | 0.003156 | 0.002969 | 0.00187 | 0.000752 | -0.00034 | -0.000667 | -0.000727 | -0.001009 | -0.00103 | -0.001346 | -0.001259 | -0.001375 | -0.001348 | -0.001253 | -0.001208 | -0.001026 | -0.000837 | -0.000511 | -0.000577 | -0.000402 | -0.000349 | -0.000175 | 0 | 9.7e-05 | 0.000214 | 0.000223 | 0.000426 | 0.000369 | 0.000384 | 0.000471 | 0.000521 | 0.000772
0.004377 | 0.003771 | 0.003903 | 0.003699 | 0.003125 | 0.002 | 0.000741 | -0.000128 | -0.000466 | -0.000445 | -0.000653 | -0.001109 | -0.001143 | -0.001322 | -0.001266 | -0.001322 | -0.00131 | -0.001215 | -0.000806 | -0.000666 | -0.000629 | -0.000309 | -0.000192 | -0.000234 | -7.2e-05 | 0 | 0.00019 | 0.00012 | 0.000125 | 0.000281 | 0.000476 | 0.000274 | 0.000567 | 0.000621 | 0.000929
0.004674 | 0.00427 | 0.003878 | 0.003335 | 0.002994 | 0.002102 | 0.000997 | 2.4e-05 | -0.000309 | -0.000398 | -0.000631 | -0.00096 | -0.001262 | -0.001161 | -0.001313 | -0.001271 | -0.001168 | -0.001068 | -0.000891 | -0.000789 | -0.000505 | -0.000394 | -0.000351 | -0.000222 | -0.000133 | 0 | 6.5e-05 | 0.00013 | 0.000313 | 0.000363 | 0.000293 | 0.00041 | 0.000471 | 0.000492 | 0.000683
0.004631 | 0.004047 | 0.003551 | 0.003447 | 0.003115 | 0.001886 | 0.000637 | -0.000275 | -0.00061 | -0.000779 | -0.000984 | -0.001135 | -0.001261 | -0.00134 | -0.001299 | -0.001326 | -0.001255 | -0.001091 | -0.000897 | -0.000837 | -0.000497 | -0.000401 | -0.00029 | -0.000316 | -0.000189 | 0 | 1.1e-05 | 1e-05 | -2.7e-05 | 0.00011 | 0.000135 | 9e-05 | 0.000357 | 0.00039 | 0.000611
0.005034 | 0.00449 | 0.00451 | 0.004016 | 0.003362 | 0.002431 | 0.001231 | 0.000375 | 4.1e-05 | -0.00011 | -0.000279 | -0.00076 | -0.000897 | -0.00104 | -0.001058 | -0.001056 | -0.001116 | -0.000911 | -0.000584 | -0.000521 | -0.000539 | -0.000231 | -0.000163 | -0.000112 | -6e-05 | 0 | 2.6e-05 | 5.8e-05 | 0.000158 | 0.000152 | 0.000236 | 0.000201 | 0.000336 | 0.000322 | 0.000628
0.005161 | 0.004744 | 0.004215 | 0.003827 | 0.003612 | 0.002564 | 0.001375 | 0.000357 | 5e-06 | -8.3e-05 | -0.00035 | -0.000582 | -0.000959 | -0.000906 | -0.000796 | -0.000888 | -0.000832 | -0.000775 | -0.000674 | -0.00047 | -0.00023 | -0.000272 | -0.000234 | -0.000202 | -0.000107 | 0 | 6.1e-05 | 5.8e-05 | 0.000105 | 0.000159 | 0.000141 | 0.00012 | 0.000261 | 0.000434 | 0.00047
0.005191 | 0.004525 | 0.004316 | 0.004242 | 0.003731 | 0.002515 | 0.001273 | 0.000317 | -2e-06 | -6.5e-05 | -0.000345 | -0.000582 | -0.00063 | -0.000805 | -0.000778 | -0.000768 | -0.000836 | -0.000666 | -0.000456 | -0.000455 | -0.000313 | -0.000251 | -7.3e-05 | -0.000155 | -4.3e-05 | 0 | 2.3e-05 | -4.2e-05 | -0.000103 | 2.8e-05 | 7.3e-05 | -2.6e-05 | 0.00011 | 0.000168 | 0.000524
0.005444 | 0.004952 | 0.004782 | 0.004183 | 0.003637 | 0.002722 | 0.001646 | 0.000783 | 0.000483 | 0.000304 | 0.000159 | -0.000305 | -0.000481 | -0.000644 | -0.000618 | -0.000605 | -0.000551 | -0.000546 | -0.000369 | -0.000294 | -0.000346 | -3.3e-05 | -8.7e-05 | 2.6e-05 | 1.9e-05 | 0 | 3.4e-05 | -5e-06 | 9.9e-05 | 4.6e-05 | 4.5e-05 | 5.3e-05 | 0.000173 | 0.000149 | 0.000401
0.00539 | 0.005022 | 0.004468 | 0.004244 | 0.004072 | 0.00294 | 0.001861 | 0.000887 | 0.000555 | 0.000447 | 0.00015 | 2e-05 | -0.000273 | -0.000277 | -0.000327 | -0.000419 | -0.000375 | -0.000283 | -0.000348 | -0.000176 | -3.5e-05 | -6.7e-05 | -6.1e-05 | -0.000145 | -6.1e-05 | 0 | 7e-06 | 0.000127 | 2.4e-05 | 0.000101 | 3.2e-05 | 5.9e-05 | 0.000104 | 0.00034 | 0.000408
0.005512 | 0.004899 | 0.004798 | 0.004559 | 0.003951 | 0.002922 | 0.001766 | 0.000989 | 0.000628 | 0.000489 | 0.0003 | -5.8e-05 | -1.5e-05 | -0.000269 | -0.000264 | -0.000323 | -0.000357 | -0.000328 | -0.00013 | -0.000231 | -0.000141 | -2e-06 | 6.3e-05 | -4.6e-05 | 8.1e-05 | 0 | -9.3e-05 | -9.4e-05 | -4.2e-05 | -9.1e-05 | -8.2e-05 | -8.6e-05 | 0.00013 | 8.2e-05 | 0.000351
0.005785 | 0.005433 | 0.00515 | 0.004612 | 0.004286 | 0.003394 | 0.002354 | 0.001466 | 0.00118 | 0.00101 | 0.000849 | 0.000436 | 0.000128 | 4.8e-05 | -8.1e-05 | -0.000107 | -5.6e-05 | -9.8e-05 | -9.6e-05 | 3e-06 | -5e-05 | 2.4e-05 | -2.4e-05 | -1.2e-05 | -2.4e-05 | 0 | 0.000104 | 1.6e-05 | 3.2e-05 | 9.3e-05 | 8e-05 | 6.9e-05 | 0.000189 | 0.000231 | 0.000451
0.005471 | 0.005107 | 0.004655 | 0.004568 | 0.00422 | 0.003158 | 0.002071 | 0.001127 | 0.000847 | 0.000732 | 0.000393 | 0.000223 | 3.9e-05 | -4.2e-05 | -4.6e-05 | -0.000149 | -0.000175 | -0.000197 | -0.000183 | -0.000176 | 1.2e-05 | -0.000147 | -3.7e-05 | -0.000162 | -7.9e-05 | 0 | -7.3e-05 | -5.3e-05 | -0.000117 | -5.4e-05 | -1.1e-05 | -8.2e-05 | 6e-06 | 0.000107 | 0.00025
0.005636 | 0.005155 | 0.005055 | 0.004633 | 0.004031 | 0.003165 | 0.00214 | 0.001417 | 0.001128 | 0.000987 | 0.000757 | 0.000438 | 0.000292 | 0.000115 | 0.000164 | -6e-06 | -4.6e-05 | -3.5e-05 | -2e-06 | -2.3e-05 | -0.000135 | -3.4e-05 | 2.6e-05 | -4.9e-05 | 6.6e-05 | 0 | 2.8e-05 | -7.3e-05 | 8.3e-05 | -1.8e-05 | 2.3e-05 | 2.9e-05 | 0.000177 | 0.000203 | 0.000443
0.005558 | 0.005303 | 0.004882 | 0.004549 | 0.004289 | 0.003401 | 0.002344 | 0.001438 | 0.001158 | 0.000984 | 0.000772 | 0.000543 | 0.000254 | 0.000172 | 8.3e-05 | 1.8e-05 | -1e-06 | -0.000149 | -0.000123 | -0.000143 | 1.2e-05 | -4.5e-05 | -6.2e-05 | -6e-05 | -8.9e-05 | 0 | 8e-06 | 3.5e-05 | -3.2e-05 | 6.9e-05 | 5.6e-05 | 2.6e-05 | 0.000108 | 0.00021 | 0.00031
0.005326 | 0.004819 | 0.004616 | 0.004509 | 0.004177 | 0.003177 | 0.002141 | 0.001368 | 0.001046 | 0.000948 | 0.000649 | 0.000365 | 0.000289 | 0.000143 | 6e-05 | -4e-05 | -0.000105 | -0.000135 | -0.00011 | -0.00011 | -6.3e-05 | -8.1e-05 | -7.6e-05 | -0.000143 | -4.4e-05 | 0 | -1.6e-05 | -2.8e-05 | -3.1e-05 | -5e-06 | 4.3e-05 | -3.3e-05 | 4.9e-05 | 0.000202 | 0.000297
0.005796 | 0.005459 | 0.005339 | 0.004839 | 0.004295 | 0.003447 | 0.002401 | 0.001595 | 0.001299 | 0.001167 | 0.000997 | 0.000565 | 0.000366 | 0.000215 | 0.000179 | 8.9e-05 | 2.5e-05 | -1.8e-05 | -2e-05 | -7.3e-05 | -0.000164 | -2.6e-05 | -1.9e-05 | -2.6e-05 | -1e-06 | 0 | 4e-05 | -9e-06 | 6.5e-05 | 6.1e-05 | 6e-05 | 7.3e-05 | 0.000199 | 0.000279 | 0.000483
0.005678 | 0.005333 | 0.004825 | 0.004628 | 0.004444 | 0.003468 | 0.002411 | 0.00149 | 0.001141 | 0.000973 | 0.000711 | 0.000528 | 0.000205 | 0.000187 | 7.4e-05 | -1.8e-05 | -8.3e-05 | -0.000142 | -0.000194 | -0.000169 | -5.3e-05 | -0.000124 | -2.8e-05 | -0.000113 | -8.5e-05 | 0 | 4.4e-05 | 5.5e-05 | 5.1e-05 | 0.000143 | 0.000118 | 0.000144 | 0.000209 | 0.00038 | 0.000488
0.007066 | 0.006466 | 0.006408 | 0.00613 | 0.005482 | 0.004433 | 0.003152 | 0.002126 | 0.001692 | 0.001378 | 0.001054 | 0.000637 | 0.000413 | 0.00019 | 3.3e-05 | -0.000124 | -0.000266 | -0.000326 | -0.000306 | -0.000349 | -0.000398 | -0.000272 | -0.00028 | -0.000255 | -0.00013 | 0 | 0.000111 | 0.000218 | 0.000335 | 0.000434 | 0.00049 | 0.000558 | 0.000779 | 0.000862 | 0.001134
0.007387 | 0.006943 | 0.006656 | 0.006204 | 0.005869 | 0.004838 | 0.003594 | 0.002477 | 0.001886 | 0.001656 | 0.00124 | 0.000825 | 0.000428 | 0.000227 | 3.4e-05 | -9.7e-05 | -0.000243 | -0.000369 | -0.000379 | -0.000379 | -0.000344 | -0.000345 | -0.000291 | -0.000261 | -0.000143 | 0 | 0.000113 | 0.000203 | 0.000375 | 0.00049 | 0.000573 | 0.000626 | 0.000764 | 0.000908 | 0.001164
0.007442 | 0.006943 | 0.006548 | 0.006388 | 0.005941 | 0.004779 | 0.00344 | 0.002349 | 0.001875 | 0.001501 | 0.00117 | 0.000794 | 0.000467 | 0.000256 | 8.3e-05 | -0.000116 | -0.000194 | -0.000343 | -0.000389 | -0.000383 | -0.0003 | -0.000335 | -0.000305 | -0.000297 | -0.000127 | 0 | 0.00013 | 0.000221 | 0.000297 | 0.000424 | 0.000523 | 0.000579 | 0.000723 | 0.000921 | 0.001142
0.007586 | 0.007011 | 0.006872 | 0.006425 | 0.00576 | 0.004735 | 0.003479 | 0.002432 | 0.001932 | 0.001709 | 0.001275 | 0.000874 | 0.000558 | 0.000343 | 0.000191 | -2.3e-05 | -0.000161 | -0.000213 | -0.000306 | -0.00032 | -0.000382 | -0.000238 | -0.000239 | -0.000234 | -0.00013 | 0 | 0.000129 | 0.000179 | 0.000396 | 0.00047 | 0.00057 | 0.000574 | 0.000746 | 0.000862 | 0.001159
0.008007 | 0.007632 | 0.00723 | 0.006824 | 0.00642 | 0.005302 | 0.004007 | 0.00289 | 0.002284 | 0.00195 | 0.001508 | 0.001135 | 0.000762 | 0.000487 | 0.000346 | 8.6e-05 | -4.9e-05 | -0.00021 | -0.000215 | -0.000283 | -0.000218 | -0.000277 | -0.000211 | -0.00025 | -0.000125 | 0 | 0.000133 | 0.000243 | 0.000334 | 0.000458 | 0.000532 | 0.000593 | 0.000743 | 0.000913 | 0.001128
0.008178 | 0.007549 | 0.007177 | 0.006843 | 0.006225 | 0.00508 | 0.003787 | 0.002713 | 0.002241 | 0.001893 | 0.001539 | 0.001132 | 0.000823 | 0.000545 | 0.000385 | 0.000189 | 1.6e-05 | -0.000143 | -0.000151 | -0.000218 | -0.000247 | -0.000207 | -0.000185 | -0.000218 | -0.000117 | 0 | 0.000136 | 0.000193 | 0.000301 | 0.000412 | 0.000511 | 0.000487 | 0.000684 | 0.000838 | 0.001072
0.008455 | 0.008044 | 0.007723 | 0.007208 | 0.006547 | 0.005456 | 0.004189 | 0.003122 | 0.002582 | 0.002225 | 0.001749 | 0.001341 | 0.000971 | 0.000711 | 0.000494 | 0.00027 | 0.000114 | -3.3e-05 | -0.000137 | -0.000195 | -0.000202 | -0.000136 | -0.000183 | -0.000173 | -7.1e-05 | 0 | 9.4e-05 | 0.000128 | 0.000285 | 0.000375 | 0.000434 | 0.000486 | 0.000663 | 0.000773 | 0.001018
0.00829 | 0.007758 | 0.007292 | 0.006872 | 0.006451 | 0.005346 | 0.004141 | 0.003044 | 0.002504 | 0.002174 | 0.001787 | 0.001378 | 0.000997 | 0.000755 | 0.000545 | 0.000327 | 0.000116 | -8e-06 | -6e-05 | -0.000136 | -0.000112 | -0.00018 | -0.000147 | -0.000178 | -0.000137 | 0 | 9.6e-05 | 0.000191 | 0.000252 | 0.00035 | 0.00044 | 0.0005 | 0.000612 | 0.000791 | 0.000967
0.008058 | 0.007562 | 0.007266 | 0.006892 | 0.006161 | 0.005022 | 0.003807 | 0.002839 | 0.002354 | 0.002032 | 0.001636 | 0.001202 | 0.000953 | 0.00065 | 0.000507 | 0.000248 | 0.000137 | 1.9e-05 | -4.3e-05 | -9e-05 | -0.000159 | -0.000132 | -0.000114 | -0.000176 | -6.6e-05 | 0 | 5e-05 | 0.000141 | 0.00025 | 0.000344 | 0.000417 | 0.000461 | 0.000597 | 0.000677 | 0.000909
0.007922 | 0.00752 | 0.007128 | 0.006597 | 0.006013 | 0.004995 | 0.003878 | 0.002904 | 0.002412 | 0.00211 | 0.001748 | 0.001335 | 0.000993 | 0.000706 | 0.000528 | 0.000337 | 0.000166 | 5.1e-05 | -6.4e-05 | -8.9e-05 | -9.2e-05 | -8.4e-05 | -0.000114 | -0.000166 | -7.6e-05 | 0 | 6e-05 | 0.000181 | 0.000279 | 0.00039 | 0.000423 | 0.000487 | 0.000632 | 0.000774 | 0.001015
0.007429 | 0.007001 | 0.006621 | 0.006215 | 0.00573 | 0.004659 | 0.00349 | 0.002525 | 0.002094 | 0.001859 | 0.001539 | 0.001132 | 0.000815 | 0.000574 | 0.000421 | 0.000236 | 5.1e-05 | -8.9e-05 | -0.000138 | -0.000185 | -0.000168 | -0.000156 | -0.000182 | -0.000209 | -9.3e-05 | 0 | 7e-05 | 0.000111 | 0.000208 | 0.000273 | 0.000328 | 0.000415 | 0.000546 | 0.000707 | 0.000909
0.007322 | 0.006694 | 0.006357 | 0.005988 | 0.005436 | 0.004436 | 0.003379 | 0.002458 | 0.00199 | 0.00172 | 0.001406 | 0.001023 | 0.000742 | 0.000524 | 0.000321 | 0.000159 | 4.9e-05 | -7.4e-05 | -0.000109 | -0.000189 | -0.000151 | -0.000103 | -0.00011 | -0.000181 | -9.6e-05 | 0 | 0.000119 | 0.000162 | 0.000247 | 0.000361 | 0.000393 | 0.00045 | 0.000611 | 0.000753 | 0.000927
0.006938 | 0.006345 | 0.006035 | 0.005683 | 0.005162 | 0.004182 | 0.003115 | 0.002276 | 0.001883 | 0.001507 | 0.00124 | 0.000902 | 0.000628 | 0.000398 | 0.000292 | 7e-05 | -6.9e-05 | -0.000145 | -0.000157 | -0.000223 | -0.000206 | -0.000231 | -0.000206 | -0.000217 | -0.000129 | 0 | 8.3e-05 | 0.000128 | 0.000206 | 0.000292 | 0.000329 | 0.000429 | 0.000548 | 0.000651 | 0.000879
0.006641 | 0.006077 | 0.00571 | 0.005354 | 0.004859 | 0.003897 | 0.002915 | 0.002093 | 0.001692 | 0.00143 | 0.001017 | 0.000681 | 0.000441 | 0.000244 | 0.000136 | 5e-06 | -8.7e-05 | -0.000244 | -0.000213 | -0.000231 | -0.000215 | -0.00017 | -0.000165 | -0.000166 | -0.000103 | 0 | 9.3e-05 | 0.000158 | 0.000264 | 0.000368 | 0.000405 | 0.000446 | 0.000566 | 0.000681 | 0.000864
0.006321 | 0.005844 | 0.005472 | 0.005124 | 0.004759 | 0.003804 | 0.002711 | 0.00186 | 0.001512 | 0.001307 | 0.001044 | 0.000753 | 0.000516 | 0.000302 | 0.000178 | 2.6e-05 | -0.0001 | -0.000228 | -0.000245 | -0.000216 | -0.000245 | -0.000231 | -0.000198 | -0.00019 | -0.000115 | 0 | 9.7e-05 | 0.000169 | 0.000221 | 0.000334 | 0.000424 | 0.000496 | 0.000595 | 0.000794 | 0.000987
0.005853 | 0.005494 | 0.005253 | 0.004936 | 0.004427 | 0.003522 | 0.002533 | 0.001768 | 0.00147 | 0.001285 | 0.00101 | 0.000709 | 0.000494 | 0.000252 | 0.000123 | -5.2e-05 | -0.000153 | -0.000222 | -0.000222 | -0.000241 | -0.000243 | -0.000202 | -0.000193 | -0.000208 | -8.9e-05 | 0 | 8.9e-05 | 0.000164 | 0.000278 | 0.000314 | 0.000429 | 0.000477 | 0.000646 | 0.000788 | 0.001
0.00602 | 0.005628 | 0.005311 | 0.005011 | 0.004645 | 0.00374 | 0.002718 | 0.001855 | 0.001422 | 0.001198 | 0.000861 | 0.000566 | 0.000261 | 9.5e-05 | -7e-06 | -0.000156 | -0.000247 | -0.0003 | -0.000286 | -0.00032 | -0.000234 | -0.000209 | -0.000155 | -0.000193 | -8.6e-05 | 0 | 9.9e-05 | 0.000199 | 0.000291 | 0.000401 | 0.000457 | 0.00053 | 0.000674 | 0.000826 | 0.001017
0.005843 | 0.005417 | 0.005086 | 0.004759 | 0.004233 | 0.003274 | 0.002281 | 0.001474 | 0.001107 | 0.000956 | 0.000665 | 0.000385 | 0.00016 | -4.3e-05 | -0.000117 | -0.000257 | -0.000337 | -0.000378 | -0.000343 | -0.00036 | -0.000271 | -0.000266 | -0.000205 | -0.000219 | -0.000121 | 0 | 0.000118 | 0.000201 | 0.000207 | 0.000381 | 0.000459 | 0.0005 | 0.000631 | 0.000782 | 0.000987
0.005498 | 0.005056 | 0.004826 | 0.004421 | 0.00397 | 0.003111 | 0.002159 | 0.001391 | 0.001118 | 0.000953 | 0.000712 | 0.000372 | 0.000192 | -1e-06 | -7.9e-05 | -0.00025 | -0.000302 | -0.000351 | -0.00037 | -0.000341 | -0.000341 | -0.000245 | -0.000208 | -0.000207 | -0.000109 | 0 | 6.5e-05 | 0.000146 | 0.000292 | 0.000402 | 0.000443 | 0.000484 | 0.0007 | 0.000834 | 0.001099
0.005637 | 0.005317 | 0.004879 | 0.004538 | 0.004201 | 0.003269 | 0.002252 | 0.001396 | 0.000998 | 0.000765 | 0.000492 | 0.000265 | -6e-06 | -0.000137 | -0.000236 | -0.000369 | -0.000451 | -0.000446 | -0.000416 | -0.000416 | -0.000303 | -0.000288 | -0.000232 | -0.000202 | -0.000104 | 0 | 0.000105 | 0.000214 | 0.000245 | 0.000399 | 0.00042 | 0.000541 | 0.000677 | 0.000853 | 0.001023
0.005295 | 0.004753 | 0.004547 | 0.004323 | 0.003891 | 0.002956 | 0.001962 | 0.001211 | 0.000872 | 0.000732 | 0.00051 | 0.000142 | 4e-06 | -0.000179 | -0.000212 | -0.000402 | -0.000472 | -0.000487 | -0.000418 | -0.000363 | -0.000327 | -0.000256 | -0.000247 | -0.000214 | -9.8e-05 | 0 | 0.000128 | 0.0002 | 0.000294 | 0.0004 | 0.000509 | 0.000543 | 0.000654 | 0.000809 | 0.001016
0.005391 | 0.005 | 0.004749 | 0.004301 | 0.003841 | 0.003051 | 0.00202 | 0.001203 | 0.000875 | 0.000682 | 0.000491 | 0.000124 | -9.3e-05 | -0.00019 | -0.000314 | -0.000444 | -0.000436 | -0.000474 | -0.000418 | -0.000392 | -0.000364 | -0.000257 | -0.000193 | -0.000172 | -3.4e-05 | 0 | 0.000124 | 0.000167 | 0.000307 | 0.000443 | 0.000448 | 0.000529 | 0.000688 | 0.000859 | 0.001076
0.005029 | 0.004712 | 0.004314 | 0.004098 | 0.00385 | 0.002912 | 0.001963 | 0.001103 | 0.000718 | 0.000554 | 0.000323 | 0.000101 | -0.000182 | -0.000309 | -0.000405 | -0.000485 | -0.000575 | -0.000612 | -0.000499 | -0.000461 | -0.000311 | -0.00033 | -0.000255 | -0.000238 | -0.000155 | 0 | 6.9e-05 | 0.00019 | 0.000191 | 0.000321 | 0.000469 | 0.000536 | 0.000605 | 0.000791 | 0.001016
0.004766 | 0.00437 | 0.004338 | 0.004126 | 0.003677 | 0.002862 | 0.001892 | 0.001144 | 0.000846 | 0.000697 | 0.000451 | 0.000104 | -3e-06 | -0.000243 | -0.00032 | -0.000464 | -0.000496 | -0.000501 | -0.000408 | -0.000372 | -0.000414 | -0.000264 | -0.000267 | -0.000245 | -0.000106 | 0 | 9.9e-05 | 0.000125 | 0.000264 | 0.000336 | 0.000406 | 0.000452 | 0.00059 | 0.00067 | 0.000943
0.004918 | 0.004638 | 0.004281 | 0.003871 | 0.003645 | 0.002897 | 0.001955 | 0.001156 | 0.000858 | 0.000708 | 0.000475 | 0.00019 | -0.000102 | -0.000231 | -0.000327 | -0.000464 | -0.000447 | -0.000451 | -0.000444 | -0.000389 | -0.000296 | -0.000228 | -0.00012 | -0.000156 | -3.3e-05 | 0 | 8.7e-05 | 0.000144 | 0.00023 | 0.000335 | 0.000384 | 0.000446 | 0.000603 | 0.000745 | 0.001005
0.004674 | 0.00434 | 0.004029 | 0.00398 | 0.003742 | 0.002802 | 0.0018 | 0.00095 | 0.000538 | 0.000391 | 0.000199 | -2.7e-05 | -0.000241 | -0.000397 | -0.000413 | -0.000486 | -0.000642 | -0.000584 | -0.00049 | -0.000452 | -0.000295 | -0.000311 | -0.000232 | -0.000224 | -0.00018 | 0 | 9.6e-05 | 0.00013 | 0.00012 | 0.000287 | 0.000373 | 0.000368 | 0.000448 | 0.000653 | 0.000774
0.004688 | 0.004316 | 0.00438 | 0.004016 | 0.003493 | 0.002766 | 0.001805 | 0.001152 | 0.000904 | 0.000772 | 0.000581 | 0.00016 | 1.8e-05 | -0.00015 | -0.000213 | -0.000412 | -0.000399 | -0.000413 | -0.000354 | -0.000314 | -0.000309 | -0.000133 | -0.000158 | -0.000119 | 6e-06 | 0 | 0.000115 | 0.00012 | 0.000307 | 0.000325 | 0.000349 | 0.000293 | 0.000515 | 0.000613 | 0.00087
0.005047 | 0.004742 | 0.004189 | 0.003866 | 0.003801 | 0.002997 | 0.002064 | 0.001123 | 0.000774 | 0.000634 | 0.000377 | 0.000189 | -0.000104 | -0.000203 | -0.000291 | -0.000356 | -0.000427 | -0.0004 | -0.000267 | -0.000349 | -0.000159 | -0.000196 | -8.7e-05 | -0.000139 | -4.4e-05 | 0 | 4.5e-05 | 6.2e-05 | 0.00012 | 0.000193 | 0.000291 | 0.000327 | 0.000444 | 0.000605 | 0.000792
0.00449 | 0.004063 | 0.003949 | 0.003945 | 0.003549 | 0.002624 | 0.001642 | 0.000888 | 0.000517 | 0.000444 | 0.00027 | -5.4e-05 | -0.000132 | -0.000342 | -0.000375 | -0.000436 | -0.000555 | -0.000531 | -0.0004 | -0.000356 | -0.000265 | -0.00022 | -0.000237 | -0.000195 | -0.000145 | 0 | -1e-05 | 4.5e-05 | 5.5e-05 | 0.000144 | 0.000184 | 0.000151 | 0.000284 | 0.000359 | 0.000597
0.004784 | 0.004429 | 0.004322 | 0.003759 | 0.003359 | 0.002758 | 0.00187 | 0.00117 | 0.000978 | 0.000864 | 0.000695 | 0.0003 | 0.00011 | 2.2e-05 | -6.3e-05 | -0.000236 | -0.000182 | -0.000205 | -0.000192 | -0.000111 | -0.000122 | -1.5e-05 | 1.2e-05 | -5.8e-05 | 6.1e-05 | 0 | 0.000127 | 7.3e-05 | 0.000202 | 0.000194 | 0.000117 | 0.000188 | 0.00033 | 0.00036 | 0.000631
0.004692 | 0.004325 | 0.003744 | 0.003635 | 0.003585 | 0.002635 | 0.001754 | 0.000858 | 0.000501 | 0.000471 | 0.000187 | 9.7e-05 | -0.000152 | -0.00026 | -0.000304 | -0.000299 | -0.000387 | -0.000351 | -0.000276 | -0.000232 | -0.000108 | -0.00016 | -5.6e-05 | -0.000119 | -0.000126 | 0 | -2.8e-05 | 3.3e-05 | -2.2e-05 | 6.3e-05 | 0.00012 | 0.000105 | 0.000161 | 0.000311 | 0.000371
0.004124 | 0.003647 | 0.003764 | 0.003653 | 0.003157 | 0.002418 | 0.001447 | 0.000853 | 0.000628 | 0.000524 | 0.000442 | 0.000144 | 7.3e-05 | -0.000131 | -0.000101 | -0.00015 | -0.000259 | -0.000222 | -0.000152 | -0.000112 | -0.000149 | -2.2e-05 | -9.1e-05 | -0.000109 | -1e-05 | 0 | 4.3e-05 | -2.7e-05 | 1.6e-05 | 7.4e-05 | 4e-05 | -2.8e-05 | 7.8e-05 | 0.000104 | 0.000266
0.004496 | 0.004369 | 0.004091 | 0.003594 | 0.003412 | 0.002752 | 0.001953 | 0.001168 | 0.000988 | 0.000927 | 0.000674 | 0.000428 | 0.000234 | 0.000195 | 0.000118 | -7.6e-05 | 1.9e-05 | -3.1e-05 | -4.1e-05 | 1.7e-05 | 4.9e-05 | 0.000136 | 0.000122 | 3.6e-05 | 0.000125 | 0 | 0.000114 | 4e-05 | 0.000168 | 5.9e-05 | -1.1e-05 | 6e-06 | 0.000162 | 0.00016 | 0.000336
0.004243 | 0.003788 | 0.003314 | 0.003364 | 0.003231 | 0.002316 | 0.001412 | 0.000659 | 0.000357 | 0.000364 | 0.000239 | 0.000127 | -4.8e-05 | -0.000204 | -0.000181 | -0.000168 | -0.00036 | -0.000257 | -0.000157 | -0.000159 | -2e-06 | -3.6e-05 | -3.5e-05 | -0.000122 | -0.000117 | 0 | -8e-06 | -4e-05 | -0.000218 | -7.1e-05 | -9e-05 | -0.000135 | -9.7e-05 | -4.4e-05 | 8.9e-05
0.004375 | 0.00392 | 0.004059 | 0.003699 | 0.00316 | 0.00243 | 0.001566 | 0.001018 | 0.000794 | 0.000793 | 0.000705 | 0.000331 | 0.000323 | 0.000163 | 0.000149 | -7e-06 | -3.8e-05 | -6e-05 | -1.4e-05 | 2.6e-05 | -3.9e-05 | 0.000115 | -2.3e-05 | -2e-05 | 4.1e-05 | 0 | 4.7e-05 | -5.2e-05 | 4.1e-05 | -5.4e-05 | -9.8e-05 | -0.000164 | -9.5e-05 | -0.000144 | 9e-05
0.004791 | 0.004619 | 0.004057 | 0.003644 | 0.003555 | 0.002798 | 0.00196 | 0.001105 | 0.000902 | 0.000839 | 0.00061 | 0.000452 | 0.000201 | 0.000197 | 0.000114 | 9e-06 | 4.9e-05 | 1.9e-05 | 3.6e-05 | 1.6e-05 | 0.000172 | 6.5e-05 | 0.000182 | 1e-06 | 9.8e-05 | 0 | 8.2e-05 | -4.4e-05 | -3.7e-05 | 1.5e-05 | -0.000128 | -0.000177 | -0.000153 | -0.000101 | 7.3e-05
0.004844 | 0.004338 | 0.004126 | 0.004174 | 0.003754 | 0.002686 | 0.001691 | 0.000904 | 0.000626 | 0.00069 | 0.000499 | 0.000306 | 0.000197 | 3e-06 | 5e-06 | 3.2e-05 | -0.000228 | -0.000102 | -5.3e-05 | -3.8e-05 | 5.2e-05 | 3.1e-05 | -4.6e-05 | -0.000133 | -0.000156 | 0 | -4.6e-05 | -9e-05 | -0.000183 | -0.000197 | -0.000192 | -0.000262 | -0.000181 | -0.000163 | -0.0001
0.005138 | 0.004907 | 0.004894 | 0.004327 | 0.003843 | 0.003169 | 0.002217 | 0.00162 | 0.001351 | 0.001333 | 0.001195 | 0.000779 | 0.000704 | 0.000528 | 0.00048 | 0.000248 | 0.000243 | 0.000156 | 0.000185 | 0.000152 | -1.3e-05 | 0.000109 | 0.000145 | 7.4e-05 | 0.000126 | 0 | 8.3e-05 | -0.00011 | -1.8e-05 | -7.8e-05 | -0.000185 | -0.000356 | -0.000162 | -0.000275 | -5.6e-05
0.005877 | 0.005475 | 0.004763 | 0.004551 | 0.004425 | 0.003441 | 0.002506 | 0.001443 | 0.001139 | 0.001127 | 0.00083 | 0.000747 | 0.000442 | 0.00043 | 0.00026 | 0.00022 | 0.000181 | 0.000101 | 0.000173 | 6.7e-05 | 0.000296 | 9.9e-05 | 0.000228 | -4.2e-05 | 6.1e-05 | 0 | 5.8e-05 | -6.9e-05 | -0.000115 | -7.4e-05 | -9e-05 | -0.000183 | -0.000145 | -5.2e-05 | -2e-05
0.005735 | 0.005154 | 0.005284 | 0.005112 | 0.004511 | 0.003496 | 0.002344 | 0.001639 | 0.00134 | 0.00127 | 0.001073 | 0.000771 | 0.000709 | 0.000407 | 0.000446 | 0.000313 | -8e-05 | -0.000103 | 8.8e-05 | -4.9e-05 | 2e-06 | 5.5e-05 | -0.000166 | -0.000108 | -0.000144 | 0 | -0.00013 | -6.8e-05 | -0.000224 | -0.000241 | -0.000223 | -0.00032 | -0.000309 | -0.000257 | -0.00022
0.00666 | 0.006402 | 0.006 | 0.005355 | 0.004985 | 0.004212 | 0.003367 | 0.002484 | 0.002201 | 0.002023 | 0.001715 | 0.001278 | 0.001065 | 0.000941 | 0.000789 | 0.000506 | 0.000522 | 0.000463 | 0.000222 | 0.000268 | 0.00027 | 0.000302 | 0.000234 | 0.000115 | 0.000188 | 0 | 0.00014 | -0.000123 | 0.000145 | 2.1e-05 | -0.000273 | -0.000241 | -8.4e-05 | -0.000145 | 9.5e-05
0.006188 | 0.005822 | 0.005223 | 0.005302 | 0.005126 | 0.004039 | 0.003012 | 0.001926 | 0.001494 | 0.001485 | 0.001094 | 0.001014 | 0.000662 | 0.000549 | 0.000459 | 0.000382 | 0.000114 | 0.000195 | 0.000221 | 2e-05 | 0.000178 | -7.6e-05 | 5.9e-05 | -0.000183 | -0.000116 | 0 | -7e-06 | -3e-05 | -0.000235 | -0.000124 | -0.000141 | -0.000228 | -0.000185 | -0.000105 | -8.5e-05
0.001394 | 0.002012 | 0.003076 | 0.003082 | 0.002692 | 0.002369 | 0.001581 | 0.001412 | 0.001163 | 0.001213 | 0.001092 | 0.000813 | 0.000807 | 0.000369 | 0.000481 | 0.000198 | -6e-05 | -5.9e-05 | 1.4e-05 | -0.000142 | -0.00028 | -7.9e-05 | -0.000221 | -0.000147 | -6.2e-05 | 0 | -6e-06 | -0.000261 | -0.000233 | -0.000514 | -0.000727 | -0.000759 | -0.000929 | -0.001157 | -0.00105